## Instrument
태그번호 | 장비명 | 장비타입 | 라인번호 | 도면번호 | 신뢰도 | 상태 | 추출일시 | Experion 태그 | 카테고리 | Role | From | To | 태그분류
PG-9201A | Pressure Gauge | PG |  | p9-p&id-20.03.19.dxf | 0.95 | 활성 | 46160.3772 |  | instrument |  |  |  | 현장
PRV-9100B | Pressure Relief Valve | PRV |  | p9-p&id-20.03.19.dxf | 0.95 | 활성 | 46160.3772 |  | instrument |  |  |  | 시스템(DCS)
PRV-9100A | Pressure Relief Valve | PRV |  | p9-p&id-20.03.19.dxf | 0.95 | 활성 | 46160.3772 |  | instrument |  |  |  | 시스템(DCS)
PG-9601 | Pressure Gauge | PG |  | p9-p&id-20.03.19.dxf | 0.95 | 활성 | 46160.3772 |  | instrument |  |  |  | 현장
FCV-9211 | Flow Control Valve | FCV |  | p9-p&id-20.03.19.dxf | 0.95 | 활성 | 46160.3772 |  | instrument |  |  |  | 시스템(DCS)
FCV-9111 | Flow Control Valve | FCV |  | p9-p&id-20.03.19.dxf | 0.95 | 활성 | 46160.3772 |  | instrument |  |  |  | 시스템(DCS)
PG-9101A | Pressure Gauge | PG |  | p9-p&id-20.03.19.dxf | 0.95 | 활성 | 46160.3772 |  | instrument |  |  |  | 현장
PRV-9101 | Pressure Relief Valve | PRV |  | p9-p&id-20.03.19.dxf | 0.95 | 활성 | 46160.3772 |  | instrument |  |  |  | 시스템(DCS)
PG-9101B | Pressure Gauge | PG |  | p9-p&id-20.03.19.dxf | 0.95 | 활성 | 46160.3772 |  | instrument |  |  |  | 현장
PG-9128 | Pressure Gauge | PG |  | p9-p&id-20.03.19.dxf | 0.95 | 활성 | 46160.3772 |  | instrument |  |  |  | 현장
FIA-9128 |  | FIA |  | p9-p&id-20.03.19.dxf | 0.95 | 활성 | 46160.3772 |  | instrument |  |  |  | 시스템(DCS)
FIT-9128 | Flow Transmitter | FIT |  | p9-p&id-20.03.19.dxf | 0.95 | 활성 | 46160.3772 |  | instrument |  |  |  | 시스템(DCS)
PG-9200A | Pressure Gauge | PG |  | p9-p&id-20.03.19.dxf | 0.95 | 활성 | 46160.3772 |  | instrument |  |  |  | 현장
PG-9221A | Pressure Gauge | PG |  | p9-p&id-20.03.19.dxf | 0.95 | 활성 | 46160.3772 |  | instrument |  |  |  | 현장
LT-9200 | Level Transmitter | LT |  | p9-p&id-20.03.19.dxf | 0.95 | 활성 | 46160.3772 |  | instrument |  |  |  | 현장
LI-9200 | Level Indicator | LI |  | p9-p&id-20.03.19.dxf | 0.95 | 활성 | 46160.3772 |  | instrument |  |  |  | 시스템(DCS)
PG-9200B | Pressure Gauge | PG |  | p9-p&id-20.03.19.dxf | 0.95 | 활성 | 46160.3772 |  | instrument |  |  |  | 현장
TG-9200 | Temperature Gauge | TG |  | p9-p&id-20.03.19.dxf | 0.95 | 활성 | 46160.3772 |  | instrument |  |  |  | 현장
LI-9221 | Level Indicator | LI |  | p9-p&id-20.03.19.dxf | 0.95 | 활성 | 46160.3772 |  | instrument |  |  |  | 시스템(DCS)
LT-9221 | Level Transmitter | LT |  | p9-p&id-20.03.19.dxf | 0.95 | 활성 | 46160.3772 |  | instrument |  |  |  | 현장
TG-9221 | Temperature Gauge | TG |  | p9-p&id-20.03.19.dxf | 0.95 | 활성 | 46160.3772 |  | instrument |  |  |  | 현장
PG-9221B | Pressure Gauge | PG |  | p9-p&id-20.03.19.dxf | 0.95 | 활성 | 46160.3772 |  | instrument |  |  |  | 현장
PG-9217 | Pressure Gauge | PG |  | p9-p&id-20.03.19.dxf | 0.95 | 활성 | 46160.3772 |  | instrument |  |  |  | 현장
FI-9211 | Flow Indicator | FI |  | p9-p&id-20.03.19.dxf | 0.95 | 활성 | 46160.3772 |  | instrument |  |  |  | 시스템(DCS)
PG-9202B | Pressure Gauge | PG |  | p9-p&id-20.03.19.dxf | 0.95 | 활성 | 46160.3772 |  | instrument |  |  |  | 현장
PG-9202A | Pressure Gauge | PG |  | p9-p&id-20.03.19.dxf | 0.95 | 활성 | 46160.3772 |  | instrument |  |  |  | 현장
PG-9214 | Pressure Gauge | PG |  | p9-p&id-20.03.19.dxf | 0.95 | 활성 | 46160.3772 |  | instrument |  |  |  | 현장
PG-9218 | Pressure Gauge | PG |  | p9-p&id-20.03.19.dxf | 0.95 | 활성 | 46160.3772 |  | instrument |  |  |  | 현장
PG-9217B | Pressure Gauge | PG |  | p9-p&id-20.03.19.dxf | 0.95 | 활성 | 46160.3772 |  | instrument |  |  |  | 현장
PG-9216 | Pressure Gauge | PG |  | p9-p&id-20.03.19.dxf | 0.95 | 활성 | 46160.3772 |  | instrument |  |  |  | 현장
PG-9221C | Pressure Gauge | PG |  | p9-p&id-20.03.19.dxf | 0.95 | 활성 | 46160.3772 |  | instrument |  |  |  | 현장
FIQ-9215 | Flow Indicator w/Totalizer | FIQ |  | p9-p&id-20.03.19.dxf | 0.95 | 활성 | 46160.3772 |  | instrument |  |  |  | 시스템(DCS)
LT-9201 | Level Transmitter | LT |  | p9-p&id-20.03.19.dxf | 0.95 | 활성 | 46160.3772 |  | instrument |  |  |  | 현장
PG-9201B | Pressure Gauge | PG |  | p9-p&id-20.03.19.dxf | 0.95 | 활성 | 46160.3772 |  | instrument |  |  |  | 현장
LI-9201 | Level Indicator | LI |  | p9-p&id-20.03.19.dxf | 0.95 | 활성 | 46160.3772 |  | instrument |  |  |  | 시스템(DCS)
TG-9201 | Temperature Gauge | TG |  | p9-p&id-20.03.19.dxf | 0.95 | 활성 | 46160.3772 |  | instrument |  |  |  | 현장
PG-9201C | Pressure Gauge | PG |  | p9-p&id-20.03.19.dxf | 0.95 | 활성 | 46160.3772 |  | instrument |  |  |  | 현장
PG-9212 | Pressure Gauge | PG |  | p9-p&id-20.03.19.dxf | 0.95 | 활성 | 46160.3772 |  | instrument |  |  |  | 현장
TG-9211C | Temperature Gauge | TG |  | p9-p&id-20.03.19.dxf | 0.95 | 활성 | 46160.3772 |  | instrument |  |  |  | 현장
TI-9203 | Temperature Indicator | TI |  | p9-p&id-20.03.19.dxf | 0.95 | 활성 | 46160.3772 |  | instrument |  |  |  | 시스템(DCS)
TE-9203 | Temperature Element | TE |  | p9-p&id-20.03.19.dxf | 0.95 | 활성 | 46160.3772 |  | instrument |  |  |  | 현장
PG-9215A | Pressure Gauge | PG |  | p9-p&id-20.03.19.dxf | 0.95 | 활성 | 46160.3772 |  | instrument |  |  |  | 현장
PG-9217A | Pressure Gauge | PG |  | p9-p&id-20.03.19.dxf | 0.95 | 활성 | 46160.3772 |  | instrument |  |  |  | 현장
LT-9213 | Level Transmitter | LT |  | p9-p&id-20.03.19.dxf | 0.95 | 활성 | 46160.3772 |  | instrument |  |  |  | 현장
TG-9212 | Temperature Gauge | TG |  | p9-p&id-20.03.19.dxf | 0.95 | 활성 | 46160.3772 |  | instrument |  |  |  | 현장
PCV-9211 | Pressure Control Valve | PCV |  | p9-p&id-20.03.19.dxf | 0.95 | 활성 | 46160.3772 |  | instrument |  |  |  | 시스템(DCS)
FICQ-9214 |  | FICQ |  | p9-p&id-20.03.19.dxf | 0.95 | 활성 | 46160.3772 |  | instrument |  |  |  | 시스템(DCS)
LIC-9213 | Level Indicator Controller | LIC |  | p9-p&id-20.03.19.dxf | 0.95 | 활성 | 46160.3772 |  | instrument |  |  |  | 시스템(DCS)
TG-9213 | Temperature Gauge | TG |  | p9-p&id-20.03.19.dxf | 0.95 | 활성 | 46160.3772 |  | instrument |  |  |  | 현장
LG-9213 | Level Gauge | LG |  | p9-p&id-20.03.19.dxf | 0.95 | 활성 | 46160.3772 |  | instrument |  |  |  | 현장
FCV-9214 | Flow Control Valve | FCV |  | p9-p&id-20.03.19.dxf | 0.95 | 활성 | 46160.3772 |  | instrument |  |  |  | 시스템(DCS)
FIT-9214 | Flow Transmitter | FIT |  | p9-p&id-20.03.19.dxf | 0.95 | 활성 | 46160.3772 |  | instrument |  |  |  | 시스템(DCS)
TI-9217 | Temperature Indicator | TI |  | p9-p&id-20.03.19.dxf | 0.95 | 활성 | 46160.3772 |  | instrument |  |  |  | 시스템(DCS)
TE-9217 | Temperature Element | TE |  | p9-p&id-20.03.19.dxf | 0.95 | 활성 | 46160.3772 |  | instrument |  |  |  | 현장
TG-9217 | Temperature Gauge | TG |  | p9-p&id-20.03.19.dxf | 0.95 | 활성 | 46160.3772 |  | instrument |  |  |  | 현장
PG-9211B | Pressure Gauge | PG |  | p9-p&id-20.03.19.dxf | 0.95 | 활성 | 46160.3772 |  | instrument |  |  |  | 현장
LG-9211B | Level Gauge | LG |  | p9-p&id-20.03.19.dxf | 0.95 | 활성 | 46160.3772 |  | instrument |  |  |  | 현장
FICQ-9213 |  | FICQ |  | p9-p&id-20.03.19.dxf | 0.95 | 활성 | 46160.3772 |  | instrument |  |  |  | 시스템(DCS)
FIT-9213 | Flow Transmitter | FIT |  | p9-p&id-20.03.19.dxf | 0.95 | 활성 | 46160.3772 |  | instrument |  |  |  | 시스템(DCS)
FCV-9213 | Flow Control Valve | FCV |  | p9-p&id-20.03.19.dxf | 0.95 | 활성 | 46160.3772 |  | instrument |  |  |  | 시스템(DCS)
TI-9211C | Temperature Indicator | TI |  | p9-p&id-20.03.19.dxf | 0.95 | 활성 | 46160.3772 |  | instrument |  |  |  | 시스템(DCS)
TE-9211C | Temperature Element | TE |  | p9-p&id-20.03.19.dxf | 0.95 | 활성 | 46160.3772 |  | instrument |  |  |  | 현장
PIC-9211B | Pressure Indicator Controller | PIC |  | p9-p&id-20.03.19.dxf | 0.95 | 활성 | 46160.3772 |  | instrument |  |  |  | 시스템(DCS)
FICQ-9218 |  | FICQ |  | p9-p&id-20.03.19.dxf | 0.95 | 활성 | 46160.3772 |  | instrument |  |  |  | 시스템(DCS)
FCV-9218 | Flow Control Valve | FCV |  | p9-p&id-20.03.19.dxf | 0.95 | 활성 | 46160.3772 |  | instrument |  |  |  | 시스템(DCS)
FIT-9218 | Flow Transmitter | FIT |  | p9-p&id-20.03.19.dxf | 0.95 | 활성 | 46160.3772 |  | instrument |  |  |  | 시스템(DCS)
TI-9211D | Temperature Indicator | TI |  | p9-p&id-20.03.19.dxf | 0.95 | 활성 | 46160.3772 |  | instrument |  |  |  | 시스템(DCS)
TG-9211D | Temperature Gauge | TG |  | p9-p&id-20.03.19.dxf | 0.95 | 활성 | 46160.3772 |  | instrument |  |  |  | 현장
TE-9211D | Temperature Element | TE |  | p9-p&id-20.03.19.dxf | 0.95 | 활성 | 46160.3772 |  | instrument |  |  |  | 현장
PT-9211B | Pressure Transmitter | PT |  | p9-p&id-20.03.19.dxf | 0.95 | 활성 | 46160.3772 |  | instrument |  |  |  | 현장
PI-9211A | Pressure Indicator | PI |  | p9-p&id-20.03.19.dxf | 0.95 | 활성 | 46160.3772 |  | instrument |  |  |  | 시스템(DCS)
PT-9211A | Pressure Transmitter | PT |  | p9-p&id-20.03.19.dxf | 0.95 | 활성 | 46160.3772 |  | instrument |  |  |  | 현장
TI-9211B | Temperature Indicator | TI |  | p9-p&id-20.03.19.dxf | 0.95 | 활성 | 46160.3772 |  | instrument |  |  |  | 시스템(DCS)
TG-9211B | Temperature Gauge | TG |  | p9-p&id-20.03.19.dxf | 0.95 | 활성 | 46160.3772 |  | instrument |  |  |  | 현장
TE-9211B | Temperature Element | TE |  | p9-p&id-20.03.19.dxf | 0.95 | 활성 | 46160.3772 |  | instrument |  |  |  | 현장
TG-9220 | Temperature Gauge | TG |  | p9-p&id-20.03.19.dxf | 0.95 | 활성 | 46160.3772 |  | instrument |  |  |  | 현장
PG-9211A | Pressure Gauge | PG |  | p9-p&id-20.03.19.dxf | 0.95 | 활성 | 46160.3772 |  | instrument |  |  |  | 현장
LG-9211A | Level Gauge | LG |  | p9-p&id-20.03.19.dxf | 0.95 | 활성 | 46160.3772 |  | instrument |  |  |  | 현장
TG-9211A | Temperature Gauge | TG |  | p9-p&id-20.03.19.dxf | 0.95 | 활성 | 46160.3772 |  | instrument |  |  |  | 현장
FICQ-9216 |  | FICQ |  | p9-p&id-20.03.19.dxf | 0.95 | 활성 | 46160.3772 |  | instrument |  |  |  | 시스템(DCS)
FCV-9216 | Flow Control Valve | FCV |  | p9-p&id-20.03.19.dxf | 0.95 | 활성 | 46160.3772 |  | instrument |  |  |  | 시스템(DCS)
LI-9211 | Level Indicator | LI |  | p9-p&id-20.03.19.dxf | 0.95 | 활성 | 46160.3772 |  | instrument |  |  |  | 시스템(DCS)
FIT-9216 | Flow Transmitter | FIT |  | p9-p&id-20.03.19.dxf | 0.95 | 활성 | 46160.3772 |  | instrument |  |  |  | 시스템(DCS)
LT-9211 | Level Transmitter | LT |  | p9-p&id-20.03.19.dxf | 0.95 | 활성 | 46160.3772 |  | instrument |  |  |  | 현장
TIC-9211A | Temperature Indicator Controller | TIC |  | p9-p&id-20.03.19.dxf | 0.95 | 활성 | 46160.3772 |  | instrument |  |  |  | 시스템(DCS)
TE-9211A | Temperature Element | TE |  | p9-p&id-20.03.19.dxf | 0.95 | 활성 | 46160.3772 |  | instrument |  |  |  | 현장
FIT-9201 | Flow Transmitter | FIT |  | p9-p&id-20.03.19.dxf | 0.95 | 활성 | 46160.3772 |  | instrument |  |  |  | 시스템(DCS)
FICQ-9201 |  | FICQ |  | p9-p&id-20.03.19.dxf | 0.95 | 활성 | 46160.3772 |  | instrument |  |  |  | 시스템(DCS)
FCV-9201 | Flow Control Valve | FCV |  | p9-p&id-20.03.19.dxf | 0.95 | 활성 | 46160.3772 |  | instrument |  |  |  | 시스템(DCS)
PRV-9215 | Pressure Relief Valve | PRV |  | p9-p&id-20.03.19.dxf | 0.95 | 활성 | 46160.3772 |  | instrument |  |  |  | 시스템(DCS)
PG-9215C | Pressure Gauge | PG |  | p9-p&id-20.03.19.dxf | 0.95 | 활성 | 46160.3772 |  | instrument |  |  |  | 현장
PG-9215B | Pressure Gauge | PG |  | p9-p&id-20.03.19.dxf | 0.95 | 활성 | 46160.3772 |  | instrument |  |  |  | 현장
FIT-9215 | Flow Transmitter | FIT |  | p9-p&id-20.03.19.dxf | 0.95 | 활성 | 46160.3772 |  | instrument |  |  |  | 시스템(DCS)
TCV-9211 | Temperature Control Valve | TCV |  | p9-p&id-20.03.19.dxf | 0.95 | 활성 | 46160.3772 |  | instrument |  |  |  | 시스템(DCS)
TG-9112 | Temperature Gauge | TG |  | p9-p&id-20.03.19.dxf | 0.95 | 활성 | 46160.3772 |  | instrument |  |  |  | 현장
PG-9112A | Pressure Gauge | PG |  | p9-p&id-20.03.19.dxf | 0.95 | 활성 | 46160.3772 |  | instrument |  |  |  | 현장
PG-9100A | Pressure Gauge | PG |  | p9-p&id-20.03.19.dxf | 0.95 | 활성 | 46160.3772 |  | instrument |  |  |  | 현장
PG-9124A | Pressure Gauge | PG |  | p9-p&id-20.03.19.dxf | 0.95 | 활성 | 46160.3772 |  | instrument |  |  |  | 현장
PG-9121A | Pressure Gauge | PG |  | p9-p&id-20.03.19.dxf | 0.95 | 활성 | 46160.3772 |  | instrument |  |  |  | 현장
PG-9122A | Pressure Gauge | PG |  | p9-p&id-20.03.19.dxf | 0.95 | 활성 | 46160.3772 |  | instrument |  |  |  | 현장
PG-9123A | Pressure Gauge | PG |  | p9-p&id-20.03.19.dxf | 0.95 | 활성 | 46160.3772 |  | instrument |  |  |  | 현장
LI-9121 | Level Indicator | LI |  | p9-p&id-20.03.19.dxf | 0.95 | 활성 | 46160.3772 |  | instrument |  |  |  | 시스템(DCS)
LT-9121 | Level Transmitter | LT |  | p9-p&id-20.03.19.dxf | 0.95 | 활성 | 46160.3772 |  | instrument |  |  |  | 현장
TG-9121 | Temperature Gauge | TG |  | p9-p&id-20.03.19.dxf | 0.95 | 활성 | 46160.3772 |  | instrument |  |  |  | 현장
PG-9121B | Pressure Gauge | PG |  | p9-p&id-20.03.19.dxf | 0.95 | 활성 | 46160.3772 |  | instrument |  |  |  | 현장
LI-9122 | Level Indicator | LI |  | p9-p&id-20.03.19.dxf | 0.95 | 활성 | 46160.3772 |  | instrument |  |  |  | 시스템(DCS)
LT-9122 | Level Transmitter | LT |  | p9-p&id-20.03.19.dxf | 0.95 | 활성 | 46160.3772 |  | instrument |  |  |  | 현장
LT-9123 | Level Transmitter | LT |  | p9-p&id-20.03.19.dxf | 0.95 | 활성 | 46160.3772 |  | instrument |  |  |  | 현장
LI-9123 | Level Indicator | LI |  | p9-p&id-20.03.19.dxf | 0.95 | 활성 | 46160.3772 |  | instrument |  |  |  | 시스템(DCS)
TG-9122 | Temperature Gauge | TG |  | p9-p&id-20.03.19.dxf | 0.95 | 활성 | 46160.3772 |  | instrument |  |  |  | 현장
TG-9123 | Temperature Gauge | TG |  | p9-p&id-20.03.19.dxf | 0.95 | 활성 | 46160.3772 |  | instrument |  |  |  | 현장
PG-9122B | Pressure Gauge | PG |  | p9-p&id-20.03.19.dxf | 0.95 | 활성 | 46160.3772 |  | instrument |  |  |  | 현장
PG-9123B | Pressure Gauge | PG |  | p9-p&id-20.03.19.dxf | 0.95 | 활성 | 46160.3772 |  | instrument |  |  |  | 현장
LT-9100 | Level Transmitter | LT |  | p9-p&id-20.03.19.dxf | 0.95 | 활성 | 46160.3772 |  | instrument |  |  |  | 현장
LI-9100 | Level Indicator | LI |  | p9-p&id-20.03.19.dxf | 0.95 | 활성 | 46160.3772 |  | instrument |  |  |  | 시스템(DCS)
PG-9100B | Pressure Gauge | PG |  | p9-p&id-20.03.19.dxf | 0.95 | 활성 | 46160.3772 |  | instrument |  |  |  | 현장
PG-9124B | Pressure Gauge | PG |  | p9-p&id-20.03.19.dxf | 0.95 | 활성 | 46160.3772 |  | instrument |  |  |  | 현장
PG-9117 | Pressure Gauge | PG |  | p9-p&id-20.03.19.dxf | 0.95 | 활성 | 46160.3772 |  | instrument |  |  |  | 현장
PG-9119 | Pressure Gauge | PG |  | p9-p&id-20.03.19.dxf | 0.95 | 활성 | 46160.3772 |  | instrument |  |  |  | 현장
PG-9101C | Pressure Gauge | PG |  | p9-p&id-20.03.19.dxf | 0.95 | 활성 | 46160.3772 |  | instrument |  |  |  | 현장
XV-9101 | Shut-off Valve | XV |  | p9-p&id-20.03.19.dxf | 0.5 | 활성 | 46160.3772 |  | instrument |  |  |  | 시스템(DCS)
LI-9101 | Level Indicator | LI |  | p9-p&id-20.03.19.dxf | 0.95 | 활성 | 46160.3772 |  | instrument |  |  |  | 시스템(DCS)
LT-9101 | Level Transmitter | LT |  | p9-p&id-20.03.19.dxf | 0.95 | 활성 | 46160.3772 |  | instrument |  |  |  | 현장
TG-9100 | Temperature Gauge | TG |  | p9-p&id-20.03.19.dxf | 0.95 | 활성 | 46160.3772 |  | instrument |  |  |  | 현장
LT-9124 | Level Transmitter | LT |  | p9-p&id-20.03.19.dxf | 0.95 | 활성 | 46160.3772 |  | instrument |  |  |  | 현장
LI-9124 | Level Indicator | LI |  | p9-p&id-20.03.19.dxf | 0.95 | 활성 | 46160.3772 |  | instrument |  |  |  | 시스템(DCS)
TG-9124 | Temperature Gauge | TG |  | p9-p&id-20.03.19.dxf | 0.95 | 활성 | 46160.3772 |  | instrument |  |  |  | 현장
PG-6201 | Pressure Gauge | PG |  | p9-p&id-20.03.19.dxf | 0.95 | 활성 | 46160.3772 |  | instrument |  |  |  | 현장
PG-203 | Pressure Gauge | PG |  | p9-p&id-20.03.19.dxf | 0.95 | 활성 | 46160.3772 |  | instrument |  |  |  | 현장
LT-203 | Level Transmitter | LT |  | p9-p&id-20.03.19.dxf | 0.95 | 활성 | 46160.3772 |  | instrument |  | T-203 | LIA-203 | 레벨 트랜스미터
LI-203 | Level Indicator | LI |  | p9-p&id-20.03.19.dxf | 0.95 | 활성 | 46160.3772 |  | instrument |  |  |  | 시스템(DCS)
TE-203 | Temperature Element | TE |  | p9-p&id-20.03.19.dxf | 0.95 | 활성 | 46160.3772 |  | instrument |  |  |  | 현장
BV-203 | Ball/Butterfly Valve | BV |  | p9-p&id-20.03.19.dxf | 0.5 | 활성 | 46160.3772 |  | instrument |  |  |  | 현장
PG-6101 | Pressure Gauge | PG |  | p9-p&id-20.03.19.dxf | 0.95 | 활성 | 46160.3772 |  | instrument |  |  |  | 현장
PG-201 | Pressure Gauge | PG |  | p9-p&id-20.03.19.dxf | 0.95 | 활성 | 46160.3772 |  | instrument |  |  |  | 현장
LT-201 | Level Transmitter | LT |  | p9-p&id-20.03.19.dxf | 0.95 | 활성 | 46160.3772 |  | instrument |  |  |  | 현장
LI-201 | Level Indicator | LI |  | p9-p&id-20.03.19.dxf | 0.95 | 활성 | 46160.3772 |  | instrument |  |  |  | 시스템(DCS)
TE-201 | Temperature Element | TE |  | p9-p&id-20.03.19.dxf | 0.95 | 활성 | 46160.3772 |  | instrument |  |  |  | 현장
BV-201 | Ball/Butterfly Valve | BV |  | p9-p&id-20.03.19.dxf | 0.5 | 활성 | 46160.3772 |  | instrument |  |  |  | 현장
FIT-9100 | Flow Transmitter | FIT |  | p9-p&id-20.03.19.dxf | 0.95 | 활성 | 46160.3772 |  | instrument |  |  |  | 시스템(DCS)
FIQ-9100 | Flow Indicator w/Totalizer | FIQ |  | p9-p&id-20.03.19.dxf | 0.95 | 활성 | 46160.3772 |  | instrument |  |  |  | 시스템(DCS)
FIQ-9115 | Flow Indicator w/Totalizer | FIQ |  | p9-p&id-20.03.19.dxf | 0.95 | 활성 | 46160.3772 |  | instrument |  |  |  | 시스템(DCS)
PG-9115A | Pressure Gauge | PG |  | p9-p&id-20.03.19.dxf | 0.95 | 활성 | 46160.3772 |  | instrument |  |  |  | 현장
PRV-9115 | Pressure Relief Valve | PRV |  | p9-p&id-20.03.19.dxf | 0.95 | 활성 | 46160.3772 |  | instrument |  |  |  | 시스템(DCS)
PG-9115C | Pressure Gauge | PG |  | p9-p&id-20.03.19.dxf | 0.95 | 활성 | 46160.3772 |  | instrument |  |  |  | 현장
PG-9115B | Pressure Gauge | PG |  | p9-p&id-20.03.19.dxf | 0.95 | 활성 | 46160.3772 |  | instrument |  |  |  | 현장
FIT-9115 | Flow Transmitter | FIT |  | p9-p&id-20.03.19.dxf | 0.95 | 활성 | 46160.3772 |  | instrument |  |  |  | 시스템(DCS)
TCV-9111 | Temperature Control Valve | TCV |  | p9-p&id-20.03.19.dxf | 0.95 | 활성 | 46160.3772 |  | instrument |  |  |  | 시스템(DCS)
PG-9122C | Pressure Gauge | PG |  | p9-p&id-20.03.19.dxf | 0.95 | 활성 | 46160.3772 |  | instrument |  |  |  | 현장
PG-9121C | Pressure Gauge | PG |  | p9-p&id-20.03.19.dxf | 0.95 | 활성 | 46160.3772 |  | instrument |  |  |  | 현장
TG-9113 | Temperature Gauge | TG |  | p9-p&id-20.03.19.dxf | 0.95 | 활성 | 46160.3772 |  | instrument |  |  |  | 현장
LT-9113 | Level Transmitter | LT |  | p9-p&id-20.03.19.dxf | 0.95 | 활성 | 46160.3772 |  | instrument |  |  |  | 현장
LG-9113 | Level Gauge | LG |  | p9-p&id-20.03.19.dxf | 0.95 | 활성 | 46160.3772 |  | instrument |  |  |  | 현장
LG-9111A | Level Gauge | LG |  | p9-p&id-20.03.19.dxf | 0.95 | 활성 | 46160.3772 |  | instrument |  |  |  | 현장
PG-9102A | Pressure Gauge | PG |  | p9-p&id-20.03.19.dxf | 0.95 | 활성 | 46160.3772 |  | instrument |  |  |  | 현장
PG-9114 | Pressure Gauge | PG |  | p9-p&id-20.03.19.dxf | 0.95 | 활성 | 46160.3772 |  | instrument |  |  |  | 현장
PG-9102C | Pressure Gauge | PG |  | p9-p&id-20.03.19.dxf | 0.95 | 활성 | 46160.3772 |  | instrument |  |  |  | 현장
PG-9118 | Pressure Gauge | PG |  | p9-p&id-20.03.19.dxf | 0.95 | 활성 | 46160.3772 |  | instrument |  |  |  | 현장
PG-9117B | Pressure Gauge | PG |  | p9-p&id-20.03.19.dxf | 0.95 | 활성 | 46160.3772 |  | instrument |  |  |  | 현장
PG-9116 | Pressure Gauge | PG |  | p9-p&id-20.03.19.dxf | 0.95 | 활성 | 46160.3772 |  | instrument |  |  |  | 현장
PG-9101D | Pressure Gauge | PG |  | p9-p&id-20.03.19.dxf | 0.95 | 활성 | 46160.3772 |  | instrument |  |  |  | 현장
TG-9101 | Temperature Gauge | TG |  | p9-p&id-20.03.19.dxf | 0.95 | 활성 | 46160.3772 |  | instrument |  |  |  | 현장
PG-9101E | Pressure Gauge | PG |  | p9-p&id-20.03.19.dxf | 0.95 | 활성 | 46160.3772 |  | instrument |  |  |  | 현장
PG-9112 | Pressure Gauge | PG |  | p9-p&id-20.03.19.dxf | 0.95 | 활성 | 46160.3772 |  | instrument |  |  |  | 현장
FI-9111 | Flow Indicator | FI |  | p9-p&id-20.03.19.dxf | 0.95 | 활성 | 46160.3772 |  | instrument |  |  |  | 시스템(DCS)
TG-9111C | Temperature Gauge | TG |  | p9-p&id-20.03.19.dxf | 0.95 | 활성 | 46160.3772 |  | instrument |  |  |  | 현장
TI-9103 | Temperature Indicator | TI |  | p9-p&id-20.03.19.dxf | 0.95 | 활성 | 46160.3772 |  | instrument |  |  |  | 시스템(DCS)
TE-9103 | Temperature Element | TE |  | p9-p&id-20.03.19.dxf | 0.95 | 활성 | 46160.3772 |  | instrument |  |  |  | 현장
PG-9117A | Pressure Gauge | PG |  | p9-p&id-20.03.19.dxf | 0.95 | 활성 | 46160.3772 |  | instrument |  |  |  | 현장
PCV-9111 | Pressure Control Valve | PCV |  | p9-p&id-20.03.19.dxf | 0.95 | 활성 | 46160.3772 |  | instrument |  |  |  | 시스템(DCS)
FICQ-9114 |  | FICQ |  | p9-p&id-20.03.19.dxf | 0.95 | 활성 | 46160.3772 |  | instrument |  |  |  | 시스템(DCS)
LIC-9113 | Level Indicator Controller | LIC |  | p9-p&id-20.03.19.dxf | 0.95 | 활성 | 46160.3772 |  | instrument |  |  |  | 시스템(DCS)
FCV-9114 | Flow Control Valve | FCV |  | p9-p&id-20.03.19.dxf | 0.95 | 활성 | 46160.3772 |  | instrument |  |  |  | 시스템(DCS)
FIT-9114 | Flow Transmitter | FIT |  | p9-p&id-20.03.19.dxf | 0.95 | 활성 | 46160.3772 |  | instrument |  |  |  | 시스템(DCS)
TI-9117 | Temperature Indicator | TI |  | p9-p&id-20.03.19.dxf | 0.95 | 활성 | 46160.3772 |  | instrument |  |  |  | 시스템(DCS)
PIC-9111B | Pressure Indicator Controller | PIC |  | p9-p&id-20.03.19.dxf | 0.95 | 활성 | 46160.3772 |  | instrument |  |  |  | 시스템(DCS)
TE-9117 | Temperature Element | TE |  | p9-p&id-20.03.19.dxf | 0.95 | 활성 | 46160.3772 |  | instrument |  |  |  | 현장
TG-9117 | Temperature Gauge | TG |  | p9-p&id-20.03.19.dxf | 0.95 | 활성 | 46160.3772 |  | instrument |  |  |  | 현장
PG-9111B | Pressure Gauge | PG |  | p9-p&id-20.03.19.dxf | 0.95 | 활성 | 46160.3772 |  | instrument |  |  |  | 현장
LG-9111B | Level Gauge | LG |  | p9-p&id-20.03.19.dxf | 0.95 | 활성 | 46160.3772 |  | instrument |  |  |  | 현장
FICQ-9113 |  | FICQ |  | p9-p&id-20.03.19.dxf | 0.95 | 활성 | 46160.3772 |  | instrument |  |  |  | 시스템(DCS)
FIT-9113 | Flow Transmitter | FIT |  | p9-p&id-20.03.19.dxf | 0.95 | 활성 | 46160.3772 |  | instrument |  |  |  | 시스템(DCS)
FCV-9113 | Flow Control Valve | FCV |  | p9-p&id-20.03.19.dxf | 0.95 | 활성 | 46160.3772 |  | instrument |  |  |  | 시스템(DCS)
TI-9111C | Temperature Indicator | TI |  | p9-p&id-20.03.19.dxf | 0.95 | 활성 | 46160.3772 |  | instrument |  |  |  | 시스템(DCS)
TE-9111C | Temperature Element | TE |  | p9-p&id-20.03.19.dxf | 0.95 | 활성 | 46160.3772 |  | instrument |  |  |  | 현장
FICQ-9118 |  | FICQ |  | p9-p&id-20.03.19.dxf | 0.95 | 활성 | 46160.3772 |  | instrument |  |  |  | 시스템(DCS)
FCV-9118 | Flow Control Valve | FCV |  | p9-p&id-20.03.19.dxf | 0.95 | 활성 | 46160.3772 |  | instrument |  |  |  | 시스템(DCS)
FIT-9118 | Flow Transmitter | FIT |  | p9-p&id-20.03.19.dxf | 0.95 | 활성 | 46160.3772 |  | instrument |  |  |  | 시스템(DCS)
TI-9111D | Temperature Indicator | TI |  | p9-p&id-20.03.19.dxf | 0.95 | 활성 | 46160.3772 |  | instrument |  |  |  | 시스템(DCS)
TG-9111D | Temperature Gauge | TG |  | p9-p&id-20.03.19.dxf | 0.95 | 활성 | 46160.3772 |  | instrument |  |  |  | 현장
TE-9111D | Temperature Element | TE |  | p9-p&id-20.03.19.dxf | 0.95 | 활성 | 46160.3772 |  | instrument |  |  |  | 현장
PT-9111B | Pressure Transmitter | PT |  | p9-p&id-20.03.19.dxf | 0.95 | 활성 | 46160.3772 |  | instrument |  |  |  | 현장
PI-9111A | Pressure Indicator | PI |  | p9-p&id-20.03.19.dxf | 0.95 | 활성 | 46160.3772 |  | instrument |  |  |  | 시스템(DCS)
PT-9111A | Pressure Transmitter | PT |  | p9-p&id-20.03.19.dxf | 0.95 | 활성 | 46160.3772 |  | instrument |  |  |  | 현장
TG-9119 | Temperature Gauge | TG |  | p9-p&id-20.03.19.dxf | 0.95 | 활성 | 46160.3772 |  | instrument |  |  |  | 현장
TI-9111B | Temperature Indicator | TI |  | p9-p&id-20.03.19.dxf | 0.95 | 활성 | 46160.3772 |  | instrument |  |  |  | 시스템(DCS)
TG-9111B | Temperature Gauge | TG |  | p9-p&id-20.03.19.dxf | 0.95 | 활성 | 46160.3772 |  | instrument |  |  |  | 현장
TE-9111B | Temperature Element | TE |  | p9-p&id-20.03.19.dxf | 0.95 | 활성 | 46160.3772 |  | instrument |  |  |  | 현장
TG-9120 | Temperature Gauge | TG |  | p9-p&id-20.03.19.dxf | 0.95 | 활성 | 46160.3772 |  | instrument |  |  |  | 현장
PG-9111A | Pressure Gauge | PG |  | p9-p&id-20.03.19.dxf | 0.95 | 활성 | 46160.3772 |  | instrument |  |  |  | 현장
TG-9111A | Temperature Gauge | TG |  | p9-p&id-20.03.19.dxf | 0.95 | 활성 | 46160.3772 |  | instrument |  |  |  | 현장
FICQ-9116 |  | FICQ |  | p9-p&id-20.03.19.dxf | 0.95 | 활성 | 46160.3772 |  | instrument |  |  |  | 시스템(DCS)
FCV-9116 | Flow Control Valve | FCV |  | p9-p&id-20.03.19.dxf | 0.95 | 활성 | 46160.3772 |  | instrument |  |  |  | 시스템(DCS)
LI-9111 | Level Indicator | LI |  | p9-p&id-20.03.19.dxf | 0.95 | 활성 | 46160.3772 |  | instrument |  |  |  | 시스템(DCS)
FIT-9116 | Flow Transmitter | FIT |  | p9-p&id-20.03.19.dxf | 0.95 | 활성 | 46160.3772 |  | instrument |  |  |  | 시스템(DCS)
LT-9111 | Level Transmitter | LT |  | p9-p&id-20.03.19.dxf | 0.95 | 활성 | 46160.3772 |  | instrument |  |  |  | 현장
TIC-9111A | Temperature Indicator Controller | TIC |  | p9-p&id-20.03.19.dxf | 0.95 | 활성 | 46160.3772 |  | instrument |  |  |  | 시스템(DCS)
TE-9111A | Temperature Element | TE |  | p9-p&id-20.03.19.dxf | 0.95 | 활성 | 46160.3772 |  | instrument |  |  |  | 현장
PG-9102B | Pressure Gauge | PG |  | p9-p&id-20.03.19.dxf | 0.95 | 활성 | 46160.3772 |  | instrument |  |  |  | 현장
FIT-9101 | Flow Transmitter | FIT |  | p9-p&id-20.03.19.dxf | 0.95 | 활성 | 46160.3772 |  | instrument |  |  |  | 시스템(DCS)
FICQ-9101 |  | FICQ |  | p9-p&id-20.03.19.dxf | 0.95 | 활성 | 46160.3772 |  | instrument |  |  |  | 시스템(DCS)
FCV-9101 | Flow Control Valve | FCV |  | p9-p&id-20.03.19.dxf | 0.95 | 활성 | 46160.3772 |  | instrument |  |  |  | 시스템(DCS)
PSV-9212 | Pressure Safety Valve | PSV |  | p9-p&id-20.03.19.dxf | 0.95 | 활성 | 46160.3772 |  | instrument |  |  |  | 현장
PSV-9217 | Pressure Safety Valve | PSV |  | p9-p&id-20.03.19.dxf | 0.95 | 활성 | 46160.3772 |  | instrument |  |  |  | 현장
PSV-9203 | Pressure Safety Valve | PSV |  | p9-p&id-20.03.19.dxf | 0.95 | 활성 | 46160.3772 |  | instrument |  |  |  | 현장
PSV-9215 | Pressure Safety Valve | PSV |  | p9-p&id-20.03.19.dxf | 0.95 | 활성 | 46160.3772 |  | instrument |  |  |  | 현장
BV-9222 | Ball/Butterfly Valve | BV |  | p9-p&id-20.03.19.dxf | 0.5 | 활성 | 46160.3772 |  | instrument |  |  |  | 현장
TR-9215 | Temperature Recording | TR |  | p9-p&id-20.03.19.dxf | 0.95 | 활성 | 46160.3772 |  | instrument |  |  |  | 시스템(DCS)
PSV-9119A | Pressure Safety Valve | PSV |  | p9-p&id-20.03.19.dxf | 0.95 | 활성 | 46160.3772 |  | instrument |  |  |  | 현장
PSV-9117 | Pressure Safety Valve | PSV |  | p9-p&id-20.03.19.dxf | 0.95 | 활성 | 46160.3772 |  | instrument |  |  |  | 현장
PSV-9112 | Pressure Safety Valve | PSV |  | p9-p&id-20.03.19.dxf | 0.95 | 활성 | 46160.3772 |  | instrument |  |  |  | 현장
PSV-9103 | Pressure Safety Valve | PSV |  | p9-p&id-20.03.19.dxf | 0.95 | 활성 | 46160.3772 |  | instrument |  |  |  | 현장
PSV-9115 | Pressure Safety Valve | PSV |  | p9-p&id-20.03.19.dxf | 0.95 | 활성 | 46160.3772 |  | instrument |  |  |  | 현장
BV-9125 | Ball/Butterfly Valve | BV |  | p9-p&id-20.03.19.dxf | 0.5 | 활성 | 46160.3772 |  | instrument |  |  |  | 현장
TR-9115 | Temperature Recording | TR |  | p9-p&id-20.03.19.dxf | 0.95 | 활성 | 46160.3772 |  | instrument |  |  |  | 시스템(DCS)
PID-001 |  | PID |  | p9-p&id-20.03.19.dxf | 0.95 | 활성 | 46160.3772 |  | instrument |  |  |  | 시스템(DCS)
LG-10113A | Level Gauge | LG |  | P10-EQP-BLOCK.dxf | 0.95 | 활성 | 46160.3769 |  | instrument |  |  |  | 현장
LG-10213A | Level Gauge | LG |  | P10-EQP-BLOCK.dxf | 0.95 | 활성 | 46160.3769 |  | instrument |  |  |  | 현장
PT-10952 | Pressure Transmitter | PT |  | P10-EQP-BLOCK.dxf | 0.95 | 활성 | 46160.3769 |  | instrument |  |  |  | 현장
PG-10901 | Pressure Gauge | PG |  | P10-EQP-BLOCK.dxf | 0.95 | 활성 | 46160.3769 |  | instrument |  |  |  | 현장
PG-10128B | Pressure Gauge | PG |  | P10-EQP-BLOCK.dxf | 0.95 | 활성 | 46160.3769 |  | instrument |  |  |  | 현장
PG-10128A | Pressure Gauge | PG |  | P10-EQP-BLOCK.dxf | 0.95 | 활성 | 46160.3769 |  | instrument |  |  |  | 현장
BV-9200 | Ball/Butterfly Valve | BV |  | P10-EQP-BLOCK.dxf | 0.5 | 활성 | 46160.3769 |  | instrument |  |  |  | 현장
BV-9100 | Ball/Butterfly Valve | BV |  | P10-EQP-BLOCK.dxf | 0.5 | 활성 | 46160.3769 |  | instrument |  |  |  | 현장
BV-9124 | Ball/Butterfly Valve | BV |  | P10-EQP-BLOCK.dxf | 0.5 | 활성 | 46160.3769 |  | instrument |  |  |  | 현장
BV-9122 | Ball/Butterfly Valve | BV |  | P10-EQP-BLOCK.dxf | 0.5 | 활성 | 46160.3769 |  | instrument |  |  |  | 현장
BV-9121 | Ball/Butterfly Valve | BV |  | P10-EQP-BLOCK.dxf | 0.5 | 활성 | 46160.3769 |  | instrument |  |  |  | 현장
PSV-9211 | Pressure Safety Valve | PSV |  | P10-EQP-BLOCK.dxf | 0.95 | 활성 | 46160.3769 |  | instrument |  |  |  | 현장
PSV-9111 | Pressure Safety Valve | PSV |  | P10-EQP-BLOCK.dxf | 0.95 | 활성 | 46160.3769 |  | instrument |  |  |  | 현장
PSV-9119B | Pressure Safety Valve | PSV |  | P10-EQP-BLOCK.dxf | 0.95 | 활성 | 46160.3769 |  | instrument |  |  |  | 현장
PSV-9219B | Pressure Safety Valve | PSV |  | P10-EQP-BLOCK.dxf | 0.95 | 활성 | 46160.3769 |  | instrument |  |  |  | 현장
TG-9128 | Temperature Gauge | TG |  | P10-EQP-BLOCK.dxf | 0.95 | 활성 | 46160.3769 |  | instrument |  |  |  | 현장
LI-9128 | Level Indicator | LI |  | P10-EQP-BLOCK.dxf | 0.95 | 활성 | 46160.3769 |  | instrument |  |  |  | 시스템(DCS)
LT-9128 | Level Transmitter | LT |  | P10-EQP-BLOCK.dxf | 0.95 | 활성 | 46160.3769 |  | instrument |  |  |  | 현장
BV-9221 | Ball/Butterfly Valve | BV |  | P10-EQP-BLOCK.dxf | 0.5 | 활성 | 46160.3769 |  | instrument |  |  |  | 현장
BV-9101 | Ball/Butterfly Valve | BV |  | P10-EQP-BLOCK.dxf | 0.5 | 활성 | 46160.3769 |  | instrument |  |  |  | 현장
BV-9123 | Ball/Butterfly Valve | BV |  | P10-EQP-BLOCK.dxf | 0.5 | 활성 | 46160.3769 |  | instrument |  |  |  | 현장
BV-9201 | Ball/Butterfly Valve | BV |  | P10-EQP-BLOCK.dxf | 0.5 | 활성 | 46160.3769 |  | instrument |  |  |  | 현장
LIA-3210 | Level Indicator w/Alarm | LIA |  | P10-EQP-BLOCK.dxf | 0.95 | 활성 | 46160.3769 |  | instrument |  |  |  | 시스템(DCS)
TG-3210 | Temperature Gauge | TG |  | P10-EQP-BLOCK.dxf | 0.95 | 활성 | 46160.3769 |  | instrument |  |  |  | 현장
TG-10128 | Temperature Gauge | TG |  | P10-EQP-BLOCK.dxf | 0.95 | 활성 | 46160.3769 |  | instrument |  |  |  | 현장
FIA-10128 |  | FIA |  | P10-EQP-BLOCK.dxf | 0.95 | 활성 | 46160.3769 |  | instrument |  |  |  | 시스템(DCS)
FIT-10128 | Flow Transmitter | FIT |  | P10-EQP-BLOCK.dxf | 0.95 | 활성 | 46160.3769 |  | instrument |  |  |  | 시스템(DCS)
LI-10128 | Level Indicator | LI |  | P10-EQP-BLOCK.dxf | 0.95 | 활성 | 46160.3769 |  | instrument |  |  |  | 시스템(DCS)
LT-10128 | Level Transmitter | LT |  | P10-EQP-BLOCK.dxf | 0.95 | 활성 | 46160.3769 |  | instrument |  |  |  | 현장
PG-10602B | Pressure Gauge | PG |  | P10-EQP-BLOCK.dxf | 0.95 | 활성 | 46160.3769 |  | instrument |  |  |  | 현장
PG-10602A | Pressure Gauge | PG |  | P10-EQP-BLOCK.dxf | 0.95 | 활성 | 46160.3769 |  | instrument |  |  |  | 현장
TI-10600 | Temperature Indicator | TI |  | P10-EQP-BLOCK.dxf | 0.95 | 활성 | 46160.3769 |  | instrument |  |  |  | 시스템(DCS)
TE-10600 | Temperature Element | TE |  | P10-EQP-BLOCK.dxf | 0.95 | 활성 | 46160.3769 |  | instrument |  |  |  | 현장
TI-10650 | Temperature Indicator | TI |  | P10-EQP-BLOCK.dxf | 0.95 | 활성 | 46160.3769 |  | instrument |  |  |  | 시스템(DCS)
TE-10650 | Temperature Element | TE |  | P10-EQP-BLOCK.dxf | 0.95 | 활성 | 46160.3769 |  | instrument |  |  |  | 현장
PG-10217C | Pressure Gauge | PG |  | P10-EQP-BLOCK.dxf | 0.95 | 활성 | 46160.3769 |  | instrument |  |  |  | 현장
TG-10217A | Temperature Gauge | TG |  | P10-EQP-BLOCK.dxf | 0.95 | 활성 | 46160.3769 |  | instrument |  |  |  | 현장
LT-10200 | Level Transmitter | LT |  | P10-EQP-BLOCK.dxf | 0.95 | 활성 | 46160.3769 |  | instrument |  |  |  | 현장
LI-10200 | Level Indicator | LI |  | P10-EQP-BLOCK.dxf | 0.95 | 활성 | 46160.3769 |  | instrument |  |  |  | 시스템(DCS)
LI-10221 | Level Indicator | LI |  | P10-EQP-BLOCK.dxf | 0.95 | 활성 | 46160.3769 |  | instrument |  |  |  | 시스템(DCS)
LT-10221 | Level Transmitter | LT |  | P10-EQP-BLOCK.dxf | 0.95 | 활성 | 46160.3769 |  | instrument |  |  |  | 현장
LIA-10211 | Level Indicator w/Alarm | LIA |  | P10-EQP-BLOCK.dxf | 0.95 | 활성 | 46160.3769 |  | instrument |  |  |  | 시스템(DCS)
TG-10201 | Temperature Gauge | TG |  | P10-EQP-BLOCK.dxf | 0.95 | 활성 | 46160.3769 |  | instrument |  |  |  | 현장
LICA-10213 |  | LICA |  | P10-EQP-BLOCK.dxf | 0.95 | 활성 | 46160.3769 |  | instrument |  |  |  | 시스템(DCS)
PG-10217A | Pressure Gauge | PG |  | P10-EQP-BLOCK.dxf | 0.95 | 활성 | 46160.3769 |  | instrument |  |  |  | 현장
PICA-10211A |  | PICA |  | P10-EQP-BLOCK.dxf | 0.95 | 활성 | 46160.3769 |  | instrument |  |  |  | 시스템(DCS)
FI-10211 | Flow Indicator | FI |  | P10-EQP-BLOCK.dxf | 0.95 | 활성 | 46160.3769 |  | instrument |  |  |  | 시스템(DCS)
TG-10220 | Temperature Gauge | TG |  | P10-EQP-BLOCK.dxf | 0.95 | 활성 | 46160.3769 |  | instrument |  |  |  | 현장
PG-10219 | Pressure Gauge | PG |  | P10-EQP-BLOCK.dxf | 0.95 | 활성 | 46160.3769 |  | instrument |  |  |  | 현장
TG-10219 | Temperature Gauge | TG |  | P10-EQP-BLOCK.dxf | 0.95 | 활성 | 46160.3769 |  | instrument |  |  |  | 현장
TG-10200 | Temperature Gauge | TG |  | P10-EQP-BLOCK.dxf | 0.95 | 활성 | 46160.3769 |  | instrument |  |  |  | 현장
PG-10211A | Pressure Gauge | PG |  | P10-EQP-BLOCK.dxf | 0.95 | 활성 | 46160.3769 |  | instrument |  |  |  | 현장
PG-10215B | Pressure Gauge | PG |  | P10-EQP-BLOCK.dxf | 0.95 | 활성 | 46160.3769 |  | instrument |  |  |  | 현장
PG-10215A | Pressure Gauge | PG |  | P10-EQP-BLOCK.dxf | 0.95 | 활성 | 46160.3769 |  | instrument |  |  |  | 현장
PG-10216 | Pressure Gauge | PG |  | P10-EQP-BLOCK.dxf | 0.95 | 활성 | 46160.3769 |  | instrument |  |  |  | 현장
PG-10221A | Pressure Gauge | PG |  | P10-EQP-BLOCK.dxf | 0.95 | 활성 | 46160.3769 |  | instrument |  |  |  | 현장
TG-10221 | Temperature Gauge | TG |  | P10-EQP-BLOCK.dxf | 0.95 | 활성 | 46160.3769 |  | instrument |  |  |  | 현장
PG-10221B | Pressure Gauge | PG |  | P10-EQP-BLOCK.dxf | 0.95 | 활성 | 46160.3769 |  | instrument |  |  |  | 현장
PG-10221C | Pressure Gauge | PG |  | P10-EQP-BLOCK.dxf | 0.95 | 활성 | 46160.3769 |  | instrument |  |  |  | 현장
PG-10218 | Pressure Gauge | PG |  | P10-EQP-BLOCK.dxf | 0.95 | 활성 | 46160.3769 |  | instrument |  |  |  | 현장
PG-10214 | Pressure Gauge | PG |  | P10-EQP-BLOCK.dxf | 0.95 | 활성 | 46160.3769 |  | instrument |  |  |  | 현장
PG-10201C | Pressure Gauge | PG |  | P10-EQP-BLOCK.dxf | 0.95 | 활성 | 46160.3769 |  | instrument |  |  |  | 현장
FICQ-10215 |  | FICQ |  | P10-EQP-BLOCK.dxf | 0.95 | 활성 | 46160.3769 |  | instrument |  |  |  | 시스템(DCS)
PRV-10215 | Pressure Relief Valve | PRV |  | P10-EQP-BLOCK.dxf | 0.95 | 활성 | 46160.3769 |  | instrument |  |  |  | 시스템(DCS)
PG-10215C | Pressure Gauge | PG |  | P10-EQP-BLOCK.dxf | 0.95 | 활성 | 46160.3769 |  | instrument |  |  |  | 현장
FIT-10215 | Flow Transmitter | FIT |  | P10-EQP-BLOCK.dxf | 0.95 | 활성 | 46160.3769 |  | instrument |  |  |  | 시스템(DCS)
PG-10201A | Pressure Gauge | PG |  | P10-EQP-BLOCK.dxf | 0.95 | 활성 | 46160.3769 |  | instrument |  |  |  | 현장
LI-10201 | Level Indicator | LI |  | P10-EQP-BLOCK.dxf | 0.95 | 활성 | 46160.3769 |  | instrument |  |  |  | 시스템(DCS)
LT-10201 | Level Transmitter | LT |  | P10-EQP-BLOCK.dxf | 0.95 | 활성 | 46160.3769 |  | instrument |  |  |  | 현장
PG-10201B | Pressure Gauge | PG |  | P10-EQP-BLOCK.dxf | 0.95 | 활성 | 46160.3769 |  | instrument |  |  |  | 현장
TG-10212 | Temperature Gauge | TG |  | P10-EQP-BLOCK.dxf | 0.95 | 활성 | 46160.3769 |  | instrument |  |  |  | 현장
PG-10212 | Pressure Gauge | PG |  | P10-EQP-BLOCK.dxf | 0.95 | 활성 | 46160.3769 |  | instrument |  |  |  | 현장
PG-10200 | Pressure Gauge | PG |  | P10-EQP-BLOCK.dxf | 0.95 | 활성 | 46160.3769 |  | instrument |  |  |  | 현장
PG-10217 | Pressure Gauge | PG |  | P10-EQP-BLOCK.dxf | 0.95 | 활성 | 46160.3769 |  | instrument |  |  |  | 현장
TG-10213 | Temperature Gauge | TG |  | P10-EQP-BLOCK.dxf | 0.95 | 활성 | 46160.3769 |  | instrument |  |  |  | 현장
LT-10213 | Level Transmitter | LT |  | P10-EQP-BLOCK.dxf | 0.95 | 활성 | 46160.3769 |  | instrument |  |  |  | 현장
LG-10213B | Level Gauge | LG |  | P10-EQP-BLOCK.dxf | 0.95 | 활성 | 46160.3769 |  | instrument |  |  |  | 현장
LG-10211A | Level Gauge | LG |  | P10-EQP-BLOCK.dxf | 0.95 | 활성 | 46160.3769 |  | instrument |  |  |  | 현장
PG-10202A | Pressure Gauge | PG |  | P10-EQP-BLOCK.dxf | 0.95 | 활성 | 46160.3769 |  | instrument |  |  |  | 현장
PG-10202C | Pressure Gauge | PG |  | P10-EQP-BLOCK.dxf | 0.95 | 활성 | 46160.3769 |  | instrument |  |  |  | 현장
PG-10217B | Pressure Gauge | PG |  | P10-EQP-BLOCK.dxf | 0.95 | 활성 | 46160.3769 |  | instrument |  |  |  | 현장
TG-10211C | Temperature Gauge | TG |  | P10-EQP-BLOCK.dxf | 0.95 | 활성 | 46160.3769 |  | instrument |  |  |  | 현장
TI-10203 | Temperature Indicator | TI |  | P10-EQP-BLOCK.dxf | 0.95 | 활성 | 46160.3769 |  | instrument |  |  |  | 시스템(DCS)
TE-10203 | Temperature Element | TE |  | P10-EQP-BLOCK.dxf | 0.95 | 활성 | 46160.3769 |  | instrument |  |  |  | 현장
FICQ-10214 |  | FICQ |  | P10-EQP-BLOCK.dxf | 0.95 | 활성 | 46160.3769 |  | instrument |  |  |  | 시스템(DCS)
FIT-10214 | Flow Transmitter | FIT |  | P10-EQP-BLOCK.dxf | 0.95 | 활성 | 46160.3769 |  | instrument |  |  |  | 시스템(DCS)
TI-10217 | Temperature Indicator | TI |  | P10-EQP-BLOCK.dxf | 0.95 | 활성 | 46160.3769 |  | instrument |  |  |  | 시스템(DCS)
TE-10217 | Temperature Element | TE |  | P10-EQP-BLOCK.dxf | 0.95 | 활성 | 46160.3769 |  | instrument |  |  |  | 현장
TG-10217 | Temperature Gauge | TG |  | P10-EQP-BLOCK.dxf | 0.95 | 활성 | 46160.3769 |  | instrument |  |  |  | 현장
LG-10211B | Level Gauge | LG |  | P10-EQP-BLOCK.dxf | 0.95 | 활성 | 46160.3769 |  | instrument |  |  |  | 현장
FICQ-10213 |  | FICQ |  | P10-EQP-BLOCK.dxf | 0.95 | 활성 | 46160.3769 |  | instrument |  |  |  | 시스템(DCS)
FIT-10213 | Flow Transmitter | FIT |  | P10-EQP-BLOCK.dxf | 0.95 | 활성 | 46160.3769 |  | instrument |  |  |  | 시스템(DCS)
TIA-10211C | Temperature Indicator w/Alarm | TIA |  | P10-EQP-BLOCK.dxf | 0.95 | 활성 | 46160.3769 |  | instrument |  |  |  | 시스템(DCS)
TE-10211C | Temperature Element | TE |  | P10-EQP-BLOCK.dxf | 0.95 | 활성 | 46160.3769 |  | instrument |  |  |  | 현장
FICQ-10218 |  | FICQ |  | P10-EQP-BLOCK.dxf | 0.95 | 활성 | 46160.3769 |  | instrument |  |  |  | 시스템(DCS)
FIT-10218 | Flow Transmitter | FIT |  | P10-EQP-BLOCK.dxf | 0.95 | 활성 | 46160.3769 |  | instrument |  |  |  | 시스템(DCS)
TIA-10211D | Temperature Indicator w/Alarm | TIA |  | P10-EQP-BLOCK.dxf | 0.95 | 활성 | 46160.3769 |  | instrument |  |  |  | 시스템(DCS)
TG-10211D | Temperature Gauge | TG |  | P10-EQP-BLOCK.dxf | 0.95 | 활성 | 46160.3769 |  | instrument |  |  |  | 현장
TE-10211D | Temperature Element | TE |  | P10-EQP-BLOCK.dxf | 0.95 | 활성 | 46160.3769 |  | instrument |  |  |  | 현장
PT-10211A | Pressure Transmitter | PT |  | P10-EQP-BLOCK.dxf | 0.95 | 활성 | 46160.3769 |  | instrument |  |  |  | 현장
PIA-10211B |  | PIA |  | P10-EQP-BLOCK.dxf | 0.95 | 활성 | 46160.3769 |  | instrument |  |  |  | 시스템(DCS)
PT-10211B | Pressure Transmitter | PT |  | P10-EQP-BLOCK.dxf | 0.95 | 활성 | 46160.3769 |  | instrument |  |  |  | 현장
TIA-10211B | Temperature Indicator w/Alarm | TIA |  | P10-EQP-BLOCK.dxf | 0.95 | 활성 | 46160.3769 |  | instrument |  |  |  | 시스템(DCS)
TG-10211B | Temperature Gauge | TG |  | P10-EQP-BLOCK.dxf | 0.95 | 활성 | 46160.3769 |  | instrument |  |  |  | 현장
TE-10211B | Temperature Element | TE |  | P10-EQP-BLOCK.dxf | 0.95 | 활성 | 46160.3769 |  | instrument |  |  |  | 현장
PG-10211B | Pressure Gauge | PG |  | P10-EQP-BLOCK.dxf | 0.95 | 활성 | 46160.3769 |  | instrument |  |  |  | 현장
TG-10211A | Temperature Gauge | TG |  | P10-EQP-BLOCK.dxf | 0.95 | 활성 | 46160.3769 |  | instrument |  |  |  | 현장
FICQ-10216 |  | FICQ |  | P10-EQP-BLOCK.dxf | 0.95 | 활성 | 46160.3769 |  | instrument |  |  |  | 시스템(DCS)
FIT-10216 | Flow Transmitter | FIT |  | P10-EQP-BLOCK.dxf | 0.95 | 활성 | 46160.3769 |  | instrument |  |  |  | 시스템(DCS)
LT-10211 | Level Transmitter | LT |  | P10-EQP-BLOCK.dxf | 0.95 | 활성 | 46160.3769 |  | instrument |  |  |  | 현장
TICA-10211A |  | TICA |  | P10-EQP-BLOCK.dxf | 0.95 | 활성 | 46160.3769 |  | instrument |  |  |  | 시스템(DCS)
TE-10211A | Temperature Element | TE |  | P10-EQP-BLOCK.dxf | 0.95 | 활성 | 46160.3769 |  | instrument |  |  |  | 현장
PG-10202B | Pressure Gauge | PG |  | P10-EQP-BLOCK.dxf | 0.95 | 활성 | 46160.3769 |  | instrument |  |  |  | 현장
FIT-10201 | Flow Transmitter | FIT |  | P10-EQP-BLOCK.dxf | 0.95 | 활성 | 46160.3769 |  | instrument |  |  |  | 시스템(DCS)
FICQ-10201 |  | FICQ |  | P10-EQP-BLOCK.dxf | 0.95 | 활성 | 46160.3769 |  | instrument |  |  |  | 시스템(DCS)
PG-10117 | Pressure Gauge | PG |  | P10-EQP-BLOCK.dxf | 0.95 | 활성 | 46160.3769 |  | instrument |  |  |  | 현장
PG-10112 | Pressure Gauge | PG |  | P10-EQP-BLOCK.dxf | 0.95 | 활성 | 46160.3769 |  | instrument |  |  |  | 현장
TG-10117A | Temperature Gauge | TG |  | P10-EQP-BLOCK.dxf | 0.95 | 활성 | 46160.3769 |  | instrument |  |  |  | 현장
PG-10115C | Pressure Gauge | PG |  | P10-EQP-BLOCK.dxf | 0.95 | 활성 | 46160.3769 |  | instrument |  |  |  | 현장
PG-10117C | Pressure Gauge | PG |  | P10-EQP-BLOCK.dxf | 0.95 | 활성 | 46160.3769 |  | instrument |  |  |  | 현장
TI-10103 | Temperature Indicator | TI |  | P10-EQP-BLOCK.dxf | 0.95 | 활성 | 46160.3769 |  | instrument |  |  |  | 시스템(DCS)
TE-10103 | Temperature Element | TE |  | P10-EQP-BLOCK.dxf | 0.95 | 활성 | 46160.3769 |  | instrument |  |  |  | 현장
LT-10100 | Level Transmitter | LT |  | P10-EQP-BLOCK.dxf | 0.95 | 활성 | 46160.3769 |  | instrument |  |  |  | 현장
LI-10100 | Level Indicator | LI |  | P10-EQP-BLOCK.dxf | 0.95 | 활성 | 46160.3769 |  | instrument |  |  |  | 시스템(DCS)
LIA-10111 | Level Indicator w/Alarm | LIA |  | P10-EQP-BLOCK.dxf | 0.95 | 활성 | 46160.3769 |  | instrument |  |  |  | 시스템(DCS)
TG-10101 | Temperature Gauge | TG |  | P10-EQP-BLOCK.dxf | 0.95 | 활성 | 46160.3769 |  | instrument |  |  |  | 현장
LICA-10113 |  | LICA |  | P10-EQP-BLOCK.dxf | 0.95 | 활성 | 46160.3769 |  | instrument |  |  |  | 시스템(DCS)
PG-10117A | Pressure Gauge | PG |  | P10-EQP-BLOCK.dxf | 0.95 | 활성 | 46160.3769 |  | instrument |  |  |  | 현장
PICA-10111A |  | PICA |  | P10-EQP-BLOCK.dxf | 0.95 | 활성 | 46160.3769 |  | instrument |  |  |  | 시스템(DCS)
FI-10111 | Flow Indicator | FI |  | P10-EQP-BLOCK.dxf | 0.95 | 활성 | 46160.3769 |  | instrument |  |  |  | 시스템(DCS)
TG-10120 | Temperature Gauge | TG |  | P10-EQP-BLOCK.dxf | 0.95 | 활성 | 46160.3769 |  | instrument |  |  |  | 현장
PG-10119 | Pressure Gauge | PG |  | P10-EQP-BLOCK.dxf | 0.95 | 활성 | 46160.3769 |  | instrument |  |  |  | 현장
TG-10119 | Temperature Gauge | TG |  | P10-EQP-BLOCK.dxf | 0.95 | 활성 | 46160.3769 |  | instrument |  |  |  | 현장
LT-3210 | Level Transmitter | LT |  | P10-EQP-BLOCK.dxf | 0.95 | 활성 | 46160.3769 |  | instrument |  |  |  | 현장
PG-3210 | Pressure Gauge | PG |  | P10-EQP-BLOCK.dxf | 0.95 | 활성 | 46160.3769 |  | instrument |  |  |  | 현장
TG-10100 | Temperature Gauge | TG |  | P10-EQP-BLOCK.dxf | 0.95 | 활성 | 46160.3769 |  | instrument |  |  |  | 현장
PG-10111A | Pressure Gauge | PG |  | P10-EQP-BLOCK.dxf | 0.95 | 활성 | 46160.3769 |  | instrument |  |  |  | 현장
PG-10115B | Pressure Gauge | PG |  | P10-EQP-BLOCK.dxf | 0.95 | 활성 | 46160.3769 |  | instrument |  |  |  | 현장
PG-10115A | Pressure Gauge | PG |  | P10-EQP-BLOCK.dxf | 0.95 | 활성 | 46160.3769 |  | instrument |  |  |  | 현장
PG-10116 | Pressure Gauge | PG |  | P10-EQP-BLOCK.dxf | 0.95 | 활성 | 46160.3769 |  | instrument |  |  |  | 현장
PG-10118 | Pressure Gauge | PG |  | P10-EQP-BLOCK.dxf | 0.95 | 활성 | 46160.3769 |  | instrument |  |  |  | 현장
PG-10114 | Pressure Gauge | PG |  | P10-EQP-BLOCK.dxf | 0.95 | 활성 | 46160.3769 |  | instrument |  |  |  | 현장
PG-10101C | Pressure Gauge | PG |  | P10-EQP-BLOCK.dxf | 0.95 | 활성 | 46160.3769 |  | instrument |  |  |  | 현장
FICQ-10115 |  | FICQ |  | P10-EQP-BLOCK.dxf | 0.95 | 활성 | 46160.3769 |  | instrument |  |  |  | 시스템(DCS)
PRV-10115 | Pressure Relief Valve | PRV |  | P10-EQP-BLOCK.dxf | 0.95 | 활성 | 46160.3769 |  | instrument |  |  |  | 시스템(DCS)
FIT-10115 | Flow Transmitter | FIT |  | P10-EQP-BLOCK.dxf | 0.95 | 활성 | 46160.3769 |  | instrument |  |  |  | 시스템(DCS)
PG-10101A | Pressure Gauge | PG |  | P10-EQP-BLOCK.dxf | 0.95 | 활성 | 46160.3769 |  | instrument |  |  |  | 현장
LT-10101 | Level Transmitter | LT |  | P10-EQP-BLOCK.dxf | 0.95 | 활성 | 46160.3769 |  | instrument |  |  |  | 현장
PG-10101B | Pressure Gauge | PG |  | P10-EQP-BLOCK.dxf | 0.95 | 활성 | 46160.3769 |  | instrument |  |  |  | 현장
TG-10112 | Temperature Gauge | TG |  | P10-EQP-BLOCK.dxf | 0.95 | 활성 | 46160.3769 |  | instrument |  |  |  | 현장
PG-10100 | Pressure Gauge | PG |  | P10-EQP-BLOCK.dxf | 0.95 | 활성 | 46160.3769 |  | instrument |  |  |  | 현장
TG-10113 | Temperature Gauge | TG |  | P10-EQP-BLOCK.dxf | 0.95 | 활성 | 46160.3769 |  | instrument |  |  |  | 현장
LT-10113 | Level Transmitter | LT |  | P10-EQP-BLOCK.dxf | 0.95 | 활성 | 46160.3769 |  | instrument |  |  |  | 현장
LG-10113B | Level Gauge | LG |  | P10-EQP-BLOCK.dxf | 0.95 | 활성 | 46160.3769 |  | instrument |  |  |  | 현장
LG-10111A | Level Gauge | LG |  | P10-EQP-BLOCK.dxf | 0.95 | 활성 | 46160.3769 |  | instrument |  |  |  | 현장
PG-10102A | Pressure Gauge | PG |  | P10-EQP-BLOCK.dxf | 0.95 | 활성 | 46160.3769 |  | instrument |  |  |  | 현장
PG-10102C | Pressure Gauge | PG |  | P10-EQP-BLOCK.dxf | 0.95 | 활성 | 46160.3769 |  | instrument |  |  |  | 현장
PG-10117B | Pressure Gauge | PG |  | P10-EQP-BLOCK.dxf | 0.95 | 활성 | 46160.3769 |  | instrument |  |  |  | 현장
TG-10111C | Temperature Gauge | TG |  | P10-EQP-BLOCK.dxf | 0.95 | 활성 | 46160.3769 |  | instrument |  |  |  | 현장
FICQ-10114 |  | FICQ |  | P10-EQP-BLOCK.dxf | 0.95 | 활성 | 46160.3769 |  | instrument |  |  |  | 시스템(DCS)
FIT-10114A | Flow Transmitter | FIT |  | P10-EQP-BLOCK.dxf | 0.95 | 활성 | 46160.3769 |  | instrument |  |  |  | 시스템(DCS)
TI-10117 | Temperature Indicator | TI |  | P10-EQP-BLOCK.dxf | 0.95 | 활성 | 46160.3769 |  | instrument |  |  |  | 시스템(DCS)
TE-10117 | Temperature Element | TE |  | P10-EQP-BLOCK.dxf | 0.95 | 활성 | 46160.3769 |  | instrument |  |  |  | 현장
TG-10117B | Temperature Gauge | TG |  | P10-EQP-BLOCK.dxf | 0.95 | 활성 | 46160.3769 |  | instrument |  |  |  | 현장
LG-10111B | Level Gauge | LG |  | P10-EQP-BLOCK.dxf | 0.95 | 활성 | 46160.3769 |  | instrument |  |  |  | 현장
FICQ-10113 |  | FICQ |  | P10-EQP-BLOCK.dxf | 0.95 | 활성 | 46160.3769 |  | instrument |  |  |  | 시스템(DCS)
FIT-10113 | Flow Transmitter | FIT |  | P10-EQP-BLOCK.dxf | 0.95 | 활성 | 46160.3769 |  | instrument |  |  |  | 시스템(DCS)
TIA-10111C | Temperature Indicator w/Alarm | TIA |  | P10-EQP-BLOCK.dxf | 0.95 | 활성 | 46160.3769 |  | instrument |  |  |  | 시스템(DCS)
TE-10111C | Temperature Element | TE |  | P10-EQP-BLOCK.dxf | 0.95 | 활성 | 46160.3769 |  | instrument |  |  |  | 현장
FICQ-10118 |  | FICQ |  | P10-EQP-BLOCK.dxf | 0.95 | 활성 | 46160.3769 |  | instrument |  |  |  | 시스템(DCS)
FIT-10118 | Flow Transmitter | FIT |  | P10-EQP-BLOCK.dxf | 0.95 | 활성 | 46160.3769 |  | instrument |  |  |  | 시스템(DCS)
TIA-10111D | Temperature Indicator w/Alarm | TIA |  | P10-EQP-BLOCK.dxf | 0.95 | 활성 | 46160.3769 |  | instrument |  |  |  | 시스템(DCS)
TG-10111D | Temperature Gauge | TG |  | P10-EQP-BLOCK.dxf | 0.95 | 활성 | 46160.3769 |  | instrument |  |  |  | 현장
TE-10111D | Temperature Element | TE |  | P10-EQP-BLOCK.dxf | 0.95 | 활성 | 46160.3769 |  | instrument |  |  |  | 현장
PT-10111A | Pressure Transmitter | PT |  | P10-EQP-BLOCK.dxf | 0.95 | 활성 | 46160.3769 |  | instrument |  |  |  | 현장
PIA-10111B |  | PIA |  | P10-EQP-BLOCK.dxf | 0.95 | 활성 | 46160.3769 |  | instrument |  |  |  | 시스템(DCS)
PT-10111B | Pressure Transmitter | PT |  | P10-EQP-BLOCK.dxf | 0.95 | 활성 | 46160.3769 |  | instrument |  |  |  | 현장
TIA-10111B | Temperature Indicator w/Alarm | TIA |  | P10-EQP-BLOCK.dxf | 0.95 | 활성 | 46160.3769 |  | instrument |  |  |  | 시스템(DCS)
TG-10111B | Temperature Gauge | TG |  | P10-EQP-BLOCK.dxf | 0.95 | 활성 | 46160.3769 |  | instrument |  |  |  | 현장
TE-10111B | Temperature Element | TE |  | P10-EQP-BLOCK.dxf | 0.95 | 활성 | 46160.3769 |  | instrument |  |  |  | 현장
PG-10111B | Pressure Gauge | PG |  | P10-EQP-BLOCK.dxf | 0.95 | 활성 | 46160.3769 |  | instrument |  |  |  | 현장
TG-10111A | Temperature Gauge | TG |  | P10-EQP-BLOCK.dxf | 0.95 | 활성 | 46160.3769 |  | instrument |  |  |  | 현장
FICQ-10116 |  | FICQ |  | P10-EQP-BLOCK.dxf | 0.95 | 활성 | 46160.3769 |  | instrument |  |  |  | 시스템(DCS)
FIT-10116 | Flow Transmitter | FIT |  | P10-EQP-BLOCK.dxf | 0.95 | 활성 | 46160.3769 |  | instrument |  |  |  | 시스템(DCS)
LT-10111 | Level Transmitter | LT |  | P10-EQP-BLOCK.dxf | 0.95 | 활성 | 46160.3769 |  | instrument |  |  |  | 현장
TICA-10111A |  | TICA |  | P10-EQP-BLOCK.dxf | 0.95 | 활성 | 46160.3769 |  | instrument |  |  |  | 시스템(DCS)
TE-10111A | Temperature Element | TE |  | P10-EQP-BLOCK.dxf | 0.95 | 활성 | 46160.3769 |  | instrument |  |  |  | 현장
PG-10102B | Pressure Gauge | PG |  | P10-EQP-BLOCK.dxf | 0.95 | 활성 | 46160.3769 |  | instrument |  |  |  | 현장
FIT-10101 | Flow Transmitter | FIT |  | P10-EQP-BLOCK.dxf | 0.95 | 활성 | 46160.3769 |  | instrument |  | F-10102A |  | 시스템(DCS)
FICQ-10101 |  | FICQ |  | P10-EQP-BLOCK.dxf | 0.95 | 활성 | 46160.3769 |  | instrument |  |  |  | 시스템(DCS)
PI-10900E | Pressure Indicator | PI |  | P10-EQP-BLOCK.dxf | 0.95 | 활성 | 46160.3769 |  | instrument |  |  |  | 시스템(DCS)
PT-10900E | Pressure Transmitter | PT |  | P10-EQP-BLOCK.dxf | 0.95 | 활성 | 46160.3769 |  | instrument |  |  |  | 현장
PI-10900F | Pressure Indicator | PI |  | P10-EQP-BLOCK.dxf | 0.95 | 활성 | 46160.3769 |  | instrument |  |  |  | 시스템(DCS)
PT-10900F | Pressure Transmitter | PT |  | P10-EQP-BLOCK.dxf | 0.95 | 활성 | 46160.3769 |  | instrument |  |  |  | 현장
PI-10900G | Pressure Indicator | PI |  | P10-EQP-BLOCK.dxf | 0.95 | 활성 | 46160.3769 |  | instrument |  |  |  | 시스템(DCS)
PT-10900G | Pressure Transmitter | PT |  | P10-EQP-BLOCK.dxf | 0.95 | 활성 | 46160.3769 |  | instrument |  |  |  | 현장
PI-10900H | Pressure Indicator | PI |  | P10-EQP-BLOCK.dxf | 0.95 | 활성 | 46160.3769 |  | instrument |  |  |  | 시스템(DCS)
PT-10900H | Pressure Transmitter | PT |  | P10-EQP-BLOCK.dxf | 0.95 | 활성 | 46160.3769 |  | instrument |  |  |  | 현장
PI-10900I | Pressure Indicator | PI |  | P10-EQP-BLOCK.dxf | 0.95 | 활성 | 46160.3769 |  | instrument |  |  |  | 시스템(DCS)
PT-10900I | Pressure Transmitter | PT |  | P10-EQP-BLOCK.dxf | 0.95 | 활성 | 46160.3769 |  | instrument |  |  |  | 현장
PI-10900 | Pressure Indicator | PI |  | P10-EQP-BLOCK.dxf | 0.95 | 활성 | 46160.3769 |  | instrument |  |  |  | 시스템(DCS)
PT-10900 | Pressure Transmitter | PT |  | P10-EQP-BLOCK.dxf | 0.95 | 활성 | 46160.3769 |  | instrument |  |  |  | 현장
PG-10900J | Pressure Gauge | PG |  | P10-EQP-BLOCK.dxf | 0.95 | 활성 | 46160.3769 |  | instrument |  |  |  | 현장
PG-10900I | Pressure Gauge | PG |  | P10-EQP-BLOCK.dxf | 0.95 | 활성 | 46160.3769 |  | instrument |  |  |  | 현장
PG-10900H | Pressure Gauge | PG |  | P10-EQP-BLOCK.dxf | 0.95 | 활성 | 46160.3769 |  | instrument |  |  |  | 현장
PG-10900G | Pressure Gauge | PG |  | P10-EQP-BLOCK.dxf | 0.95 | 활성 | 46160.3769 |  | instrument |  |  |  | 현장
PG-10900F | Pressure Gauge | PG |  | P10-EQP-BLOCK.dxf | 0.95 | 활성 | 46160.3769 |  | instrument |  |  |  | 현장
PG-10900E | Pressure Gauge | PG |  | P10-EQP-BLOCK.dxf | 0.95 | 활성 | 46160.3769 |  | instrument |  |  |  | 현장
PG-10800 | Pressure Gauge | PG |  | P10-EQP-BLOCK.dxf | 0.95 | 활성 | 46160.3769 |  | instrument |  |  |  | 현장
PG-10900D | Pressure Gauge | PG |  | P10-EQP-BLOCK.dxf | 0.95 | 활성 | 46160.3769 |  | instrument |  |  |  | 현장
PG-10900C | Pressure Gauge | PG |  | P10-EQP-BLOCK.dxf | 0.95 | 활성 | 46160.3769 |  | instrument |  |  |  | 현장
TIA-6601 | Temperature Indicator w/Alarm | TIA |  | P10-EQP-BLOCK.dxf | 0.95 | 활성 | 46160.3769 |  | instrument |  |  |  | 시스템(DCS)
TE-6601 | Temperature Element | TE |  | P10-EQP-BLOCK.dxf | 0.95 | 활성 | 46160.3769 |  | instrument |  |  |  | 현장
PG-10900B | Pressure Gauge | PG |  | P10-EQP-BLOCK.dxf | 0.95 | 활성 | 46160.3769 |  | instrument |  |  |  | 현장
PG-10900A | Pressure Gauge | PG |  | P10-EQP-BLOCK.dxf | 0.95 | 활성 | 46160.3769 |  | instrument |  |  |  | 현장
LIA-10800 | Level Indicator w/Alarm | LIA |  | P10-EQP-BLOCK.dxf | 0.95 | 활성 | 46160.3769 |  | instrument |  |  |  | 시스템(DCS)
LT-10800 | Level Transmitter | LT |  | P10-EQP-BLOCK.dxf | 0.95 | 활성 | 46160.3769 |  | instrument |  |  |  | 현장
PSV-10900 | Pressure Safety Valve | PSV |  | P10-EQP-BLOCK.dxf | 0.95 | 활성 | 46160.3769 |  | instrument |  |  |  | 현장
PSV-10902 | Pressure Safety Valve | PSV |  | P10-EQP-BLOCK.dxf | 0.95 | 활성 | 46160.3769 |  | instrument |  |  |  | 현장
PSV-10901 | Pressure Safety Valve | PSV |  | P10-EQP-BLOCK.dxf | 0.95 | 활성 | 46160.3769 |  | instrument |  |  |  | 현장
XV-10211 | Shut-off Valve | XV |  | P10-EQP-BLOCK.dxf | 0.5 | 활성 | 46160.3769 |  | instrument |  |  |  | 시스템(DCS)
XV-10111 | Shut-off Valve | XV |  | P10-EQP-BLOCK.dxf | 0.5 | 활성 | 46160.3769 |  | instrument |  |  |  | 시스템(DCS)
FCV-10118 | Flow Control Valve | FCV |  | P10-EQP-BLOCK.dxf | 0.95 | 활성 | 46160.3769 |  | instrument |  |  |  | 시스템(DCS)
FCV-10113 | Flow Control Valve | FCV |  | P10-EQP-BLOCK.dxf | 0.95 | 활성 | 46160.3769 |  | instrument |  |  |  | 시스템(DCS)
FCV-10213 | Flow Control Valve | FCV |  | P10-EQP-BLOCK.dxf | 0.95 | 활성 | 46160.3769 |  | instrument |  |  |  | 시스템(DCS)
FCV-10218 | Flow Control Valve | FCV |  | P10-EQP-BLOCK.dxf | 0.95 | 활성 | 46160.3769 |  | instrument |  |  |  | 시스템(DCS)
FCV-10114A | Flow Control Valve | FCV |  | P10-EQP-BLOCK.dxf | 0.95 | 활성 | 46160.3769 |  | instrument |  |  |  | 시스템(DCS)
FCV-10214 | Flow Control Valve | FCV |  | P10-EQP-BLOCK.dxf | 0.95 | 활성 | 46160.3769 |  | instrument |  |  |  | 시스템(DCS)
TCV-10211 | Temperature Control Valve | TCV |  | P10-EQP-BLOCK.dxf | 0.95 | 활성 | 46160.3769 |  | instrument |  |  |  | 시스템(DCS)
TCV-10111 | Temperature Control Valve | TCV |  | P10-EQP-BLOCK.dxf | 0.95 | 활성 | 46160.3769 |  | instrument |  |  |  | 시스템(DCS)
FCV-10201 | Flow Control Valve | FCV |  | P10-EQP-BLOCK.dxf | 0.95 | 활성 | 46160.3769 |  | instrument |  |  |  | 시스템(DCS)
FCV-10101 | Flow Control Valve | FCV |  | P10-EQP-BLOCK.dxf | 0.95 | 활성 | 46160.3769 |  | instrument |  |  |  | 시스템(DCS)
FCV-10216 | Flow Control Valve | FCV |  | P10-EQP-BLOCK.dxf | 0.95 | 활성 | 46160.3769 |  | instrument |  |  |  | 시스템(DCS)
FCV-10116 | Flow Control Valve | FCV |  | P10-EQP-BLOCK.dxf | 0.95 | 활성 | 46160.3769 |  | instrument |  |  |  | 시스템(DCS)
PCV-10211 | Pressure Control Valve | PCV |  | P10-EQP-BLOCK.dxf | 0.95 | 활성 | 46160.3769 |  | instrument |  |  |  | 시스템(DCS)
PCV-10111 | Pressure Control Valve | PCV |  | P10-EQP-BLOCK.dxf | 0.95 | 활성 | 46160.3769 |  | instrument |  |  |  | 시스템(DCS)
PSV-10201 | Pressure Safety Valve | PSV |  | P10-EQP-BLOCK.dxf | 0.95 | 활성 | 46160.3769 |  | instrument |  |  |  | 현장
PSV-10219A | Pressure Safety Valve | PSV |  | P10-EQP-BLOCK.dxf | 0.95 | 활성 | 46160.3769 |  | instrument |  |  |  | 현장
BV-10200 | Ball/Butterfly Valve | BV |  | P10-EQP-BLOCK.dxf | 0.5 | 활성 | 46160.3769 |  | instrument |  |  |  | 현장
BV-10221 | Ball/Butterfly Valve | BV |  | P10-EQP-BLOCK.dxf | 0.5 | 활성 | 46160.3769 |  | instrument |  |  |  | 현장
PSV-10215 | Pressure Safety Valve | PSV |  | P10-EQP-BLOCK.dxf | 0.95 | 활성 | 46160.3769 |  | instrument |  |  |  | 현장
BV-10201 | Ball/Butterfly Valve | BV |  | P10-EQP-BLOCK.dxf | 0.5 | 활성 | 46160.3769 |  | instrument |  |  |  | 현장
PSV-10217 | Pressure Safety Valve | PSV |  | P10-EQP-BLOCK.dxf | 0.95 | 활성 | 46160.3769 |  | instrument |  |  |  | 현장
PSV-10212 | Pressure Safety Valve | PSV |  | P10-EQP-BLOCK.dxf | 0.95 | 활성 | 46160.3769 |  | instrument |  |  |  | 현장
PSV-10203 | Pressure Safety Valve | PSV |  | P10-EQP-BLOCK.dxf | 0.95 | 활성 | 46160.3769 |  | instrument |  |  |  | 현장
PSV-10211 | Pressure Safety Valve | PSV |  | P10-EQP-BLOCK.dxf | 0.95 | 활성 | 46160.3769 |  | instrument |  |  |  | 현장
TR-10215 | Temperature Recording | TR |  | P10-EQP-BLOCK.dxf | 0.95 | 활성 | 46160.3769 |  | instrument |  |  |  | 시스템(DCS)
PSV-10101 | Pressure Safety Valve | PSV |  | P10-EQP-BLOCK.dxf | 0.95 | 활성 | 46160.3769 |  | instrument |  |  |  | 현장
PSV-10103 | Pressure Safety Valve | PSV |  | P10-EQP-BLOCK.dxf | 0.95 | 활성 | 46160.3769 |  | instrument |  |  |  | 현장
TR-10115B | Temperature Recording | TR |  | P10-EQP-BLOCK.dxf | 0.95 | 활성 | 46160.3769 |  | instrument |  |  |  | 시스템(DCS)
TR-10115A | Temperature Recording | TR |  | P10-EQP-BLOCK.dxf | 0.95 | 활성 | 46160.3769 |  | instrument |  |  |  | 시스템(DCS)
PSV-10119A | Pressure Safety Valve | PSV |  | P10-EQP-BLOCK.dxf | 0.95 | 활성 | 46160.3769 |  | instrument |  |  |  | 현장
BV-10100 | Ball/Butterfly Valve | BV |  | P10-EQP-BLOCK.dxf | 0.5 | 활성 | 46160.3769 |  | instrument |  |  |  | 현장
PSV-10115 | Pressure Safety Valve | PSV |  | P10-EQP-BLOCK.dxf | 0.95 | 활성 | 46160.3769 |  | instrument |  |  |  | 현장
PSV-10219B | Pressure Safety Valve | PSV |  | P10-EQP-BLOCK.dxf | 0.95 | 활성 | 46160.3769 |  | instrument |  |  |  | 현장
PSV-10119B | Pressure Safety Valve | PSV |  | P10-EQP-BLOCK.dxf | 0.95 | 활성 | 46160.3769 |  | instrument |  |  |  | 현장
BV-10101 | Ball/Butterfly Valve | BV |  | P10-EQP-BLOCK.dxf | 0.5 | 활성 | 46160.3769 |  | instrument |  |  |  | 현장
PSV-10117 | Pressure Safety Valve | PSV |  | P10-EQP-BLOCK.dxf | 0.95 | 활성 | 46160.3769 |  | instrument |  |  |  | 현장
PSV-10112 | Pressure Safety Valve | PSV |  | P10-EQP-BLOCK.dxf | 0.95 | 활성 | 46160.3769 |  | instrument |  |  |  | 현장
PSV-10111 | Pressure Safety Valve | PSV |  | P10-EQP-BLOCK.dxf | 0.95 | 활성 | 46160.3769 |  | instrument |  |  |  | 현장
PSV-10900B | Pressure Safety Valve | PSV |  | P10-EQP-BLOCK.dxf | 0.95 | 활성 | 46160.3769 |  | instrument |  |  |  | 현장
PSV-10900A | Pressure Safety Valve | PSV |  | P10-EQP-BLOCK.dxf | 0.95 | 활성 | 46160.3769 |  | instrument |  |  |  | 현장
태그번호: P-203; 장비명: Pump; 장비타입: P |  | power_equipment |  | 탱크 로리 | T-203, T-204 | 원료 로딩 펌프
태그번호: T-203; 장비명: Tank; 장비타입: T |  | storage_equipment |  | P-203 | P-6201 | 원료 저장 탱크
태그번호: T-204; 장비명: Tank; 장비타입: T |  | storage_equipment |  | P-203 | P-6201 | 원료 저장 탱크
태그번호: LT-204; 장비명: Level Transmitter; 장비타입: LT |  | instrument |  | T-204 | LIA-204 | 레벨 트랜스미터
태그번호: P-6201; 장비명: Pump; 장비타입: P |  | power_equipment |  | T-203,T-204 | F-6101A/B | 원료 투입 펌프 1
태그번호: P-6102; 장비명: Pump; 장비타입: P |  | power_equipment |  | IBC | F-6101A/B | 원료 투입 펌프 2
태그번호: FT-6101; 장비명: Flow Transmitter; 장비타입: FT |  | instrument |  | F-6101A/B | FICQ-6101 | 원료 유량 측정
태그번호: FCV-6101; 장비명: Flow Control Valve; 장비타입: FCV |  | instrument |  | F-6101A/B | E-6103 하부 | 원료 유량 제어 밸브
태그번호: E-6103; 장비명: Heat Exchanger; 장비타입: E |  | process_equipment |  | E-6115A, E-6115B | 응축수 회수 라인 | 원료 예열
태그번호: LIA-203; 장비명: Level Indicator Alarm; 장비타입: LIA |  | instrument |  | LT-203 | DCS | 레벨 지시
태그번호: LIA-204; 장비명: Level Indicator Alarm; 장비타입: LIA |  | instrument |  | LT-204 | DCS | 레벨 지시
태그번호: FICQ-6101; 장비명: Flow Indicator Control Totalizer; 장비타입: FICQ |  | instrument |  | FT-6101 | FCV-6101 | 원료 투입량 제어
태그번호: FT-6115; 장비명: Flow Transmitter; 장비타입: FT |  | instrument |  | 스팀 헤더 | TCV-6111 | 스팀 공급 유량 측정
태그번호: TCV-6111; 장비명: Temperature Control Valve; 장비타입: TCV |  | instrument |  | FT-6115 | E-6115A, E-6115B | 스팀 공급량 제어 밸브
태그번호: E-6115A; 장비명: Heat Exchanger; 장비타입: E |  | process_equipment |  | C-6116 / 하부 | C-6111 / 순환 스프레이 분배기 | C-6111 / 리보일러
태그번호: E-6115B; 장비명: Heat Exchanger; 장비타입: E |  | process_equipment |  | C-6116 / 하부 | C-6111 / 순환 스프레이 분배기 | C-6111 / 리보일러
태그번호: FIQ-6115; 장비명: Flow Indicator Totalizer; 장비타입: FIQ |  | instrument |  | FT-6115 | DCS | 유량지시 및 적산
태그번호: TICA-6111A; 장비명: Temperature Indicator Control Alarm; 장비타입: TICA |  | instrument |  | TE-6111A | TCV-6111 | C-6111/ 하부 온도 제어
태그번호: P-6116; 장비명: Pump; 장비타입: P |  | power_equipment |  | C-6116 / 하부 | C-6116 / 하부 순환 노즐, FCV-6116 | C-6116 / 하부 순환 및 중비물 제거
태그번호: FT-6116; 장비명: Flow Transmitter; 장비타입: FT |  | instrument |  | P-6116 | FICQ-6116 | C-6116 / 중비물 제거 유량 측정
태그번호: FCV-6116; 장비명: Flow Control Valve; 장비타입: FCV |  | instrument |  | FT-6116 | E-6119 | C-6116 / 중비물 제거 유량 제어 밸브
태그번호: E-6119; 장비명: Heat Exchanger; 장비타입: E |  | process_equipment |  | FCV-6116 | XV-6124, IBC | 중비물 냉각
태그번호: XV-6124; 장비명: XV-6124; 장비타입: XV |  | instrument |  | FCV-6114 | T-6124 | T-6124 전단 SHUT-OFF 밸브
태그번호: T-6124; 장비명: Tank; 장비타입: T |  | storage_equipment |  | XV-6124 | 경비물 처리 라인 | 경비물 저장 탱크
태그번호: FICQ-6116; 장비명: Flow Indicator Control Totalizer; 장비타입: FICQ |  | instrument |  | FT-6116 | FCV-6116 | C-6116 / 중비물 제거 유량 제어
태그번호: E-6112; 장비명: Heat Exchanger; 장비타입: E |  | process_equipment |  | C-6111/최상부 | D-6113 | C-6111/기상물 액화
태그번호: D-6113; 장비명: Drum; 장비타입: D |  | process_equipment |  | E-6112 | P-6114 | C-6111/리플럭스 버퍼 드럼
태그번호: LT-6113; 장비명: Level Transmitter; 장비타입: LT |  | instrument |  | D-6113 | LICA-6113 | D-6113/레벨 측정
태그번호: P-6114; 장비명: Pump; 장비타입: P |  | power_equipment |  | D-6113 | FT-6113 | C-6111/리플럭스 순환 펌프
태그번호: FT-6113; 장비명: Flow Transmitter; 장비타입: FT |  | instrument |  | P-6114 | FICQ-6113 | C-6111/리플럭스 유량 측정
태그번호: FCV-6113; 장비명: Flow Control Valve; 장비타입: FCV |  | instrument |  | FT-6113 | C-6111/상부 리플럭스 스프레이 디스트리뷰터 | C-6111/리플럭스 유량 제어 밸브
태그번호: FT-6114; 장비명: Flow Transmitter; 장비타입: FT |  | instrument |  | P-6114 | FCV-6114 | 경비물 유량 측정
태그번호: FCV-6114; 장비명: Flow Control Valve; 장비타입: FCV |  | instrument |  | FT-6114 | XV-6124, IBC | 경비물 유량 제어밸브
태그번호: LT-6124; 장비명: Level Transmitter; 장비타입: LT |  | instrument |  | T-6124 | LI-6124 | T-6124 레벨 측정
태그번호: LI-6124; 장비명: Level Indicator; 장비타입: LI |  | instrument |  | LT-6124 | DCS | T-6124 레벨 지시
태그번호: LICA-6113; 장비명: Level Indicator Control Alarm; 장비타입: LICA |  | instrument |  | LT-6113 | FICQ-6114 | D-6113/캐스케이드 레벨 컨트롤러
태그번호: FICQ-6113; 장비명: Flow Indicator Control Totalizer; 장비타입: FICQ |  | instrument |  | FT-6113 | FCV-6113 | C-6111/리플럭스 유량 제어
태그번호: FICQ-6114; 장비명: Flow Indicator Control Totalizer; 장비타입: FICQ |  | instrument |  | FT-6114 | FCV-6114 | 경비물 유량 제어
태그번호: VP-6117; 장비명: Vacuum Pump; 장비타입: VP |  | power_equipment |  |  |  | field
태그번호: VP-9117; 장비명: Vacuum Pump; 장비타입: VP |  | power_equipment |  |  |  | field
태그번호: VP-9127; 장비명: Vacuum Pump; 장비타입: VP |  | power_equipment |  |  |  | field
태그번호: VP-10117; 장비명: Vacuum Pump; 장비타입: VP |  | power_equipment |  |  |  | field
태그번호: VP-10217; 장비명: Vacuum Pump; 장비타입: VP |  | power_equipment |  |  |  | field

## Power Equipment
태그번호 | 장비명 | 장비타입 | 라인번호 | 도면번호 | 신뢰도 | 상태 | 추출일시 | Experion 태그 | 카테고리 | Role | From | To | 태그분류
P-9221 | Pump | P |  | p9-p&id-20.03.19.dxf | 0.95 | 활성 | 46160.3772 |  | power_equipment
VP-9217 | Pump/Vacuum Pump | VP |  | p9-p&id-20.03.19.dxf | 0.95 | 활성 | 46160.3772 |  | power_equipment
P-9218 | Pump | P |  | p9-p&id-20.03.19.dxf | 0.95 | 활성 | 46160.3772 |  | power_equipment
P-9216 | Pump | P |  | p9-p&id-20.03.19.dxf | 0.95 | 활성 | 46160.3772 |  | power_equipment
P-9214 | Pump | P |  | p9-p&id-20.03.19.dxf | 0.95 | 활성 | 46160.3772 |  | power_equipment
P-9122 | Pump | P |  | p9-p&id-20.03.19.dxf | 0.95 | 활성 | 46160.3772 |  | power_equipment
P-9121 | Pump | P |  | p9-p&id-20.03.19.dxf | 0.95 | 활성 | 46160.3772 |  | power_equipment
VP-9117 | Pump/Vacuum Pump | VP |  | p9-p&id-20.03.19.dxf | 0.95 | 활성 | 46160.3772 |  | power_equipment
P-9118 | Pump | P |  | p9-p&id-20.03.19.dxf | 0.95 | 활성 | 46160.3772 |  | power_equipment
P-9114 | Pump | P |  | p9-p&id-20.03.19.dxf | 0.95 | 활성 | 46160.3772 |  | power_equipment
P-203 | Pump | P |  | p9-p&id-20.03.19.dxf | 0.95 | 활성 | 46160.3772 |  | power_equipment
P-6201 | Pump | P |  | p9-p&id-20.03.19.dxf | 0.95 | 활성 | 46160.3772 |  | power_equipment
P-201 | Pump | P |  | p9-p&id-20.03.19.dxf | 0.95 | 활성 | 46160.3772 |  | power_equipment
P-6101 | Pump | P |  | p9-p&id-20.03.19.dxf | 0.95 | 활성 | 46160.3772 |  | power_equipment
P-9116 | Pump | P |  | p9-p&id-20.03.19.dxf | 0.95 | 활성 | 46160.3772 |  | power_equipment
P-9201 | Pump | P |  | p9-p&id-20.03.19.dxf | 0.95 | 활성 | 46160.3772 |  | power_equipment
P-9101 | Pump | P |  | p9-p&id-20.03.19.dxf | 0.95 | 활성 | 46160.3772 |  | power_equipment
P-10221 | Pump | P |  | P10-EQP-BLOCK.dxf | 0.95 | 활성 | 46160.3769 |  | power_equipment
VP-10217 | Pump/Vacuum Pump | VP |  | P10-EQP-BLOCK.dxf | 0.95 | 활성 | 46160.3769 |  | power_equipment
P-10218 | Pump | P |  | P10-EQP-BLOCK.dxf | 0.95 | 활성 | 46160.3769 |  | power_equipment
P-10216 | Pump | P |  | P10-EQP-BLOCK.dxf | 0.95 | 활성 | 46160.3769 |  | power_equipment
P-10214 | Pump | P |  | P10-EQP-BLOCK.dxf | 0.95 | 활성 | 46160.3769 |  | power_equipment
VP-10117 | Pump/Vacuum Pump | VP |  | P10-EQP-BLOCK.dxf | 0.95 | 활성 | 46160.3769 |  | power_equipment
P-10116 | Pump | P |  | P10-EQP-BLOCK.dxf | 0.95 | 활성 | 46160.3769 |  | power_equipment
P-10201 | Pump | P |  | P10-EQP-BLOCK.dxf | 0.95 | 활성 | 46160.3769 |  | power_equipment
P-10114 | Pump | P |  | P10-EQP-BLOCK.dxf | 0.95 | 활성 | 46160.3769 |  | power_equipment
K-10901 | Compressor | K |  | P10-EQP-BLOCK.dxf | 0.5 | 활성 | 46160.3769 |  | power_equipment
P-10118 | Pump | P |  | P10-EQP-BLOCK.dxf | 0.95 | 활성 | 46160.3769 |  | power_equipment
P-10101 | Pump | P |  | P10-EQP-BLOCK.dxf | 0.95 | 활성 | 46160.3769 |  | power_equipment |  |  | F-10102B

## Storage Equipment
태그번호 | 장비명 | 장비타입 | 라인번호 | 도면번호 | 신뢰도 | 상태 | 추출일시 | Experion 태그 | 카테고리 | Role | From | To | 태그분류
T-9221 | Tank | T |  | p9-p&id-20.03.19.dxf | 0.95 | 활성 | 46160.3772 |  | storage_equipment
T-9122 | Tank | T |  | p9-p&id-20.03.19.dxf | 0.95 | 활성 | 46160.3772 |  | storage_equipment
T-9121 | Tank | T |  | p9-p&id-20.03.19.dxf | 0.95 | 활성 | 46160.3772 |  | storage_equipment
T-203 | Tank | T |  | p9-p&id-20.03.19.dxf | 0.95 | 활성 | 46160.3772 |  | storage_equipment
T-9100 | Tank | T |  | p9-p&id-20.03.19.dxf | 0.95 | 활성 | 46160.3772 |  | storage_equipment
T-9201 | Tank | T |  | p9-p&id-20.03.19.dxf | 0.95 | 활성 | 46160.3772 |  | storage_equipment
T-9101 | Tank | T |  | p9-p&id-20.03.19.dxf | 0.95 | 활성 | 46160.3772 |  | storage_equipment
T-9222 | Tank | T |  | p9-p&id-20.03.19.dxf | 0.95 | 활성 | 46160.3772 |  | storage_equipment
T-6221 | Tank | T |  | p9-p&id-20.03.19.dxf | 0.95 | 활성 | 46160.3772 |  | storage_equipment
T-6222 | Tank | T |  | p9-p&id-20.03.19.dxf | 0.95 | 활성 | 46160.3772 |  | storage_equipment
T-9123 | Tank | T |  | p9-p&id-20.03.19.dxf | 0.95 | 활성 | 46160.3772 |  | storage_equipment
T-10800 | Tank | T |  | P10-EQP-BLOCK.dxf | 0.95 | 활성 | 46160.3769 |  | storage_equipment
T-8121 | Tank | T |  | P10-EQP-BLOCK.dxf | 0.95 | 활성 | 46160.3769 |  | storage_equipment
T-9125 | Tank | T |  | P10-EQP-BLOCK.dxf | 0.95 | 활성 | 46160.3769 |  | storage_equipment
T-6126 | Tank | T |  | P10-EQP-BLOCK.dxf | 0.95 | 활성 | 46160.3769 |  | storage_equipment
T-6122 | Tank | T |  | P10-EQP-BLOCK.dxf | 0.95 | 활성 | 46160.3769 |  | storage_equipment
T-6125 | Tank | T |  | P10-EQP-BLOCK.dxf | 0.95 | 활성 | 46160.3769 |  | storage_equipment
T-6121 | Tank | T |  | P10-EQP-BLOCK.dxf | 0.95 | 활성 | 46160.3769 |  | storage_equipment
T-3210 | Tank | T |  | P10-EQP-BLOCK.dxf | 0.95 | 활성 | 46160.3769 |  | storage_equipment
T-9124 | Tank | T |  | P10-EQP-BLOCK.dxf | 0.95 | 활성 | 46160.3769 |  | storage_equipment
T-3101 | Tank | T |  | P10-EQP-BLOCK.dxf | 0.95 | 활성 | 46160.3769 |  | storage_equipment
T-201 | Tank | T |  | P10-EQP-BLOCK.dxf | 0.95 | 활성 | 46160.3769 |  | storage_equipment
T-10221 | Tank | T |  | P10-EQP-BLOCK.dxf | 0.95 | 활성 | 46160.3769 |  | storage_equipment
T-10201 | Tank | T |  | P10-EQP-BLOCK.dxf | 0.95 | 활성 | 46160.3769 |  | storage_equipment
T-10200 | Tank | T |  | P10-EQP-BLOCK.dxf | 0.95 | 활성 | 46160.3769 |  | storage_equipment
T-10100 | Tank | T |  | P10-EQP-BLOCK.dxf | 0.95 | 활성 | 46160.3769 |  | storage_equipment
T-10101 | Tank | T |  | P10-EQP-BLOCK.dxf | 0.95 | 활성 | 46160.3769 |  | storage_equipment
T-2704 | Tank | T |  | P10-EQP-BLOCK.dxf | 0.95 | 활성 | 46160.3769 |  | storage_equipment

## Process Equipment
태그번호 | 장비명 | 장비타입 | 라인번호 | 도면번호 | 신뢰도 | 상태 | 추출일시 | Experion 태그 | 카테고리 | Role | From | To | 태그분류
DP-9201 | Differential Pressure | DP |  | p9-p&id-20.03.19.dxf | 0.95 | 활성 | 46160.3772 |  | process_equipment
D-9213 | Drum | D |  | p9-p&id-20.03.19.dxf | 0.95 | 활성 | 46160.3772 |  | process_equipment
C-9203 | Column | C |  | p9-p&id-20.03.19.dxf | 0.95 | 활성 | 46160.3772 |  | process_equipment
E-9219 | Heat Exchanger | E |  | p9-p&id-20.03.19.dxf | 0.95 | 활성 | 46160.3772 |  | process_equipment
E-9217 | Heat Exchanger | E |  | p9-p&id-20.03.19.dxf | 0.95 | 활성 | 46160.3772 |  | process_equipment
E-9212 | Heat Exchanger | E |  | p9-p&id-20.03.19.dxf | 0.95 | 활성 | 46160.3772 |  | process_equipment
C-9211 | Column | C |  | p9-p&id-20.03.19.dxf | 0.95 | 활성 | 46160.3772 |  | process_equipment
D-9113 | Drum | D |  | p9-p&id-20.03.19.dxf | 0.95 | 활성 | 46160.3772 |  | process_equipment
DP-9101 | Differential Pressure | DP |  | p9-p&id-20.03.19.dxf | 0.95 | 활성 | 46160.3772 |  | process_equipment
C-9103 | Column | C |  | p9-p&id-20.03.19.dxf | 0.95 | 활성 | 46160.3772 |  | process_equipment
E-9119 | Heat Exchanger | E |  | p9-p&id-20.03.19.dxf | 0.95 | 활성 | 46160.3772 |  | process_equipment
E-9117 | Heat Exchanger | E |  | p9-p&id-20.03.19.dxf | 0.95 | 활성 | 46160.3772 |  | process_equipment
C-9111 | Column | C |  | p9-p&id-20.03.19.dxf | 0.95 | 활성 | 46160.3772 |  | process_equipment
C-6211 | Column | C |  | p9-p&id-20.03.19.dxf | 0.95 | 활성 | 46160.3772 |  | process_equipment
C-6111 | Column | C |  | p9-p&id-20.03.19.dxf | 0.95 | 활성 | 46160.3772 |  | process_equipment
D-6213 | Drum | D |  | p9-p&id-20.03.19.dxf | 0.95 | 활성 | 46160.3772 |  | process_equipment
SC-128 |  |  | 128 | p9-p&id-20.03.19.dxf | 0.95 | 활성 | 46160.3772 |  | process_equipment
D-6113 | Drum | D |  | p9-p&id-20.03.19.dxf | 0.95 | 활성 | 46160.3772 |  | process_equipment
E-9112 | Heat Exchanger | E |  | P10-EQP-BLOCK.dxf | 0.95 | 활성 | 46160.3769 |  | process_equipment
F-10900 | Filter | F |  | P10-EQP-BLOCK.dxf | 0.95 | 활성 | 46160.3769 |  | process_equipment
F-10952 | Filter | F |  | P10-EQP-BLOCK.dxf | 0.95 | 활성 | 46160.3769 |  | process_equipment
D-10901 | Drum | D |  | P10-EQP-BLOCK.dxf | 0.95 | 활성 | 46160.3769 |  | process_equipment
C-9128 | Column | C |  | P10-EQP-BLOCK.dxf | 0.95 | 활성 | 46160.3769 |  | process_equipment
DP-3210 | Differential Pressure | DP |  | P10-EQP-BLOCK.dxf | 0.95 | 활성 | 46160.3769 |  | process_equipment
SP-10602 | Separator | SP |  | P10-EQP-BLOCK.dxf | 0.95 | 활성 | 46160.3769 |  | process_equipment
E-10217 | Heat Exchanger | E |  | P10-EQP-BLOCK.dxf | 0.95 | 활성 | 46160.3769 |  | process_equipment
E-10212 | Heat Exchanger | E |  | P10-EQP-BLOCK.dxf | 0.95 | 활성 | 46160.3769 |  | process_equipment
SP-10601 | Separator | SP |  | P10-EQP-BLOCK.dxf | 0.95 | 활성 | 46160.3769 |  | process_equipment
E-10115 | Heat Exchanger | E |  | P10-EQP-BLOCK.dxf | 0.95 | 활성 | 46160.3769 |  | process_equipment
E-10117 | Heat Exchanger | E |  | P10-EQP-BLOCK.dxf | 0.95 | 활성 | 46160.3769 |  | process_equipment
E-10112 | Heat Exchanger | E |  | P10-EQP-BLOCK.dxf | 0.95 | 활성 | 46160.3769 |  | process_equipment
DP-10101 | Differential Pressure | DP |  | P10-EQP-BLOCK.dxf | 0.95 | 활성 | 46160.3769 |  | process_equipment
DP-10201 | Differential Pressure | DP |  | P10-EQP-BLOCK.dxf | 0.95 | 활성 | 46160.3769 |  | process_equipment
E-10219 | Heat Exchanger | E |  | P10-EQP-BLOCK.dxf | 0.95 | 활성 | 46160.3769 |  | process_equipment
E-10119 | Heat Exchanger | E |  | P10-EQP-BLOCK.dxf | 0.95 | 활성 | 46160.3769 |  | process_equipment
SC-9128 |  |  | 9128 | P10-EQP-BLOCK.dxf | 0.95 | 활성 | 46160.3769 |  | process_equipment
SC-10128 |  |  | 10128 | P10-EQP-BLOCK.dxf | 0.95 | 활성 | 46160.3769 |  | process_equipment
D-10213 | Drum | D |  | P10-EQP-BLOCK.dxf | 0.95 | 활성 | 46160.3769 |  | process_equipment
D-10113 | Drum | D |  | P10-EQP-BLOCK.dxf | 0.95 | 활성 | 46160.3769 |  | process_equipment
C-10111 | Column | C |  | P10-EQP-BLOCK.dxf | 0.95 | 활성 | 46160.3769 |  | process_equipment
C-10211 | Column | C |  | P10-EQP-BLOCK.dxf | 0.95 | 활성 | 46160.3769 |  | process_equipment
E-9115 | Heat Exchanger | E |  | P10-EQP-BLOCK.dxf | 0.95 | 활성 | 46160.3769 |  | process_equipment
E-9203 | Heat Exchanger | E |  | P10-EQP-BLOCK.dxf | 0.95 | 활성 | 46160.3769 |  | process_equipment
E-9215 | Heat Exchanger | E |  | P10-EQP-BLOCK.dxf | 0.95 | 활성 | 46160.3769 |  | process_equipment
E-10115B | Heat Exchanger | E |  | P10-EQP-BLOCK.dxf | 0.95 | 활성 | 46160.3769 |  | process_equipment
E-10103 | Heat Exchanger | E |  | P10-EQP-BLOCK.dxf | 0.95 | 활성 | 46160.3769 |  | process_equipment
E-10115A | Heat Exchanger | E |  | P10-EQP-BLOCK.dxf | 0.95 | 활성 | 46160.3769 |  | process_equipment
E-10203 | Heat Exchanger | E |  | P10-EQP-BLOCK.dxf | 0.95 | 활성 | 46160.3769 |  | process_equipment
E-10215 | Heat Exchanger | E |  | P10-EQP-BLOCK.dxf | 0.95 | 활성 | 46160.3769 |  | process_equipment
E-9103 | Heat Exchanger | E |  | P10-EQP-BLOCK.dxf | 0.95 | 활성 | 46160.3769 |  | process_equipment
E-8115 | Heat Exchanger | E |  | P10-EQP-BLOCK.dxf | 0.95 | 활성 | 46160.3769 |  | process_equipment

## Utility Equipment
태그번호 | 장비명 | 장비타입 | 라인번호 | 도면번호 | 신뢰도 | 상태 | 추출일시 | Experion 태그 | 카테고리 | Role | From | To | 태그분류
CH-6601 | Chemical | CH |  | P10-EQP-BLOCK.dxf | 0.95 | 활성 | 46160.3769 |  | utility_equipment
CT-10601 | Cooling Tower | CT |  | P10-EQP-BLOCK.dxf | 0.95 | 활성 | 46160.3769 |  | utility_equipment

## Pipings
태그번호 | 장비명 | 장비타입 | 라인번호 | 도면번호 | 신뢰도 | 상태 | 추출일시 | Experion 태그 | 카테고리 | Role | From | To | 태그분류
P-9117-20A-F-n |  |  | 9117 | p9-p&id-20.03.19.dxf | 0.99 | 활성 | 46160.3772 |  | pipings
IA-9817-15A-F-N |  |  | 9817 | p9-p&id-20.03.19.dxf | 0.99 | 활성 | 46160.3772 |  | pipings
IA-9816-15A-F-N |  |  | 9816 | p9-p&id-20.03.19.dxf | 0.99 | 활성 | 46160.3772 |  | pipings
PW-9902-25A-F-E50 |  |  | 9902 | p9-p&id-20.03.19.dxf | 0.99 | 활성 | 46160.3772 |  | pipings
PW-9903-25A-F-E50 |  |  | 9903 | p9-p&id-20.03.19.dxf | 0.99 | 활성 | 46160.3772 |  | pipings |  | PW-9903-25A-F1-E40
PW-9901-25A-F-E50 |  |  | 9901 | p9-p&id-20.03.19.dxf | 0.99 | 활성 | 46160.3772 |  | pipings
IA-9808-15A-F-N |  |  | 9808 | p9-p&id-20.03.19.dxf | 0.99 | 활성 | 46160.3772 |  | pipings
IA-9809-15A-F-N |  |  | 9809 | p9-p&id-20.03.19.dxf | 0.99 | 활성 | 46160.3772 |  | pipings
IA-9805-15A-F-N |  |  | 9805 | p9-p&id-20.03.19.dxf | 0.99 | 활성 | 46160.3772 |  | pipings
IA-9815-15A-F-N |  |  | 9815 | p9-p&id-20.03.19.dxf | 0.99 | 활성 | 46160.3772 |  | pipings
IA-9814-15A-F-N |  |  | 9814 | p9-p&id-20.03.19.dxf | 0.99 | 활성 | 46160.3772 |  | pipings
IA-9807-15A-F-N |  |  | 9807 | p9-p&id-20.03.19.dxf | 0.99 | 활성 | 46160.3772 |  | pipings
IA-9806-15A-F-N |  |  | 9806 | p9-p&id-20.03.19.dxf | 0.99 | 활성 | 46160.3772 |  | pipings
IA-9804-15A-F-N |  |  | 9804 | p9-p&id-20.03.19.dxf | 0.99 | 활성 | 46160.3772 |  | pipings
IA-9803-15A-F-N |  |  | 9803 | p9-p&id-20.03.19.dxf | 0.99 | 활성 | 46160.3772 |  | pipings
IA-9802-15A-F-N |  |  | 9802 | p9-p&id-20.03.19.dxf | 0.99 | 활성 | 46160.3772 |  | pipings
IA-9813-15A-F-N |  |  | 9813 | p9-p&id-20.03.19.dxf | 0.99 | 활성 | 46160.3772 |  | pipings
IA-9812-15A-F-N |  |  | 9812 | p9-p&id-20.03.19.dxf | 0.99 | 활성 | 46160.3772 |  | pipings
IA-9811-15A-F-N |  |  | 9811 | p9-p&id-20.03.19.dxf | 0.99 | 활성 | 46160.3772 |  | pipings
IA-9810-15A-F-N |  |  | 9810 | p9-p&id-20.03.19.dxf | 0.99 | 활성 | 46160.3772 |  | pipings
IA-9801-25A-F1-N |  |  | 9801 | p9-p&id-20.03.19.dxf | 0.99 | 활성 | 46160.3772 |  | pipings |  | IA-9801-25A-F-N
IA-9801-25A-F-N |  |  | 9801 | p9-p&id-20.03.19.dxf | 0.99 | 활성 | 46160.3772 |  | pipings |  |  | IA-9801-25A-F1-N
LC-9501-50A-S-H50 |  |  | 9501 | p9-p&id-20.03.19.dxf | 0.99 | 활성 | 46160.3772 |  | pipings |  |  | LS-9501-100A-S-H50
LS-9502-25A-S-H50 |  |  | 9502 | p9-p&id-20.03.19.dxf | 0.99 | 활성 | 46160.3772 |  | pipings
LS-9501-100A-S-H50 |  |  | 9501 | p9-p&id-20.03.19.dxf | 0.99 | 활성 | 46160.3772 |  | pipings |  | LC-9501-50A-S-H50
CWR-9628-20A-S-N |  |  | 9628 | p9-p&id-20.03.19.dxf | 0.99 | 활성 | 46160.3772 |  | pipings
CWS-9618-20A-S-N |  |  | 9618 | p9-p&id-20.03.19.dxf | 0.99 | 활성 | 46160.3772 |  | pipings
CWS-9617-25A-S-N |  |  | 9617 | p9-p&id-20.03.19.dxf | 0.99 | 활성 | 46160.3772 |  | pipings
CWR-9627-25A-S-N |  |  | 9627 | p9-p&id-20.03.19.dxf | 0.99 | 활성 | 46160.3772 |  | pipings
CWS-9616-25A-S-N |  |  | 9616 | p9-p&id-20.03.19.dxf | 0.99 | 활성 | 46160.3772 |  | pipings
CWR-9626-25A-S-N |  |  | 9626 | p9-p&id-20.03.19.dxf | 0.99 | 활성 | 46160.3772 |  | pipings
PW-9903-25A-F1-E40 |  |  | 9903 | p9-p&id-20.03.19.dxf | 0.99 | 활성 | 46160.3772 |  | pipings |  |  | PW-9903-25A-F-E50
CWS-9601-200A-S-N |  |  | 9601 | p9-p&id-20.03.19.dxf | 0.99 | 활성 | 46160.3772 |  | pipings
CWS-9620-200A-S-N |  |  | 9620 | p9-p&id-20.03.19.dxf | 0.99 | 활성 | 46160.3772 |  | pipings |  | CWR-9620-200A-S-N
CWR-9624-80A-S-N |  |  | 9624 | p9-p&id-20.03.19.dxf | 0.99 | 활성 | 46160.3772 |  | pipings
CWS-9614-80A-S-N |  |  | 9614 | p9-p&id-20.03.19.dxf | 0.99 | 활성 | 46160.3772 |  | pipings
CWR-9623-32A-S-N |  |  | 9623 | p9-p&id-20.03.19.dxf | 0.99 | 활성 | 46160.3772 |  | pipings |  | CWS-9623-50A-S-n
CWS-9613-32A-S-N |  |  | 9613 | p9-p&id-20.03.19.dxf | 0.99 | 활성 | 46160.3772 |  | pipings
CWR-9622-150A-S-N |  |  | 9622 | p9-p&id-20.03.19.dxf | 0.99 | 활성 | 46160.3772 |  | pipings
CWS-9612-150A-S-N |  |  | 9612 | p9-p&id-20.03.19.dxf | 0.99 | 활성 | 46160.3772 |  | pipings
CWR-9621-50A-S-N |  |  | 9621 | p9-p&id-20.03.19.dxf | 0.99 | 활성 | 46160.3772 |  | pipings
CWS-9611-50A-S-N |  |  | 9611 | p9-p&id-20.03.19.dxf | 0.99 | 활성 | 46160.3772 |  | pipings
CWR-9620-200A-S-N |  |  | 9620 | p9-p&id-20.03.19.dxf | 0.99 | 활성 | 46160.3772 |  | pipings |  |  | CWS-9620-200A-S-N
CWS-9615-50A-S1B-N |  |  | 9615 | p9-p&id-20.03.19.dxf | 0.99 | 활성 | 46160.3772 |  | pipings
CWR-9625-50A-S1B-N |  |  | 9625 | p9-p&id-20.03.19.dxf | 0.99 | 활성 | 46160.3772 |  | pipings
CWS-9600-250A-S-N |  |  | 9600 | p9-p&id-20.03.19.dxf | 0.99 | 활성 | 46160.3772 |  | pipings
CWS-9610-200A-S-N |  |  | 9610 | p9-p&id-20.03.19.dxf | 0.99 | 활성 | 46160.3772 |  | pipings
CHR-9630-100A-F-C50 |  |  | 9630 | p9-p&id-20.03.19.dxf | 0.99 | 활성 | 46160.3772 |  | pipings
CHS-9640-100A-F-C50 |  |  | 9640 | p9-p&id-20.03.19.dxf | 0.99 | 활성 | 46160.3772 |  | pipings
CHS-9642-100A-F-C50 |  |  | 9642 | p9-p&id-20.03.19.dxf | 0.99 | 활성 | 46160.3772 |  | pipings |  | CHR-9642-100A-S-n
CHR-9632-100A-F-C50 |  |  | 9632 | p9-p&id-20.03.19.dxf | 0.99 | 활성 | 46160.3772 |  | pipings |  | CHS-9632-100A-S-n
CHS-9741-50A-F-C50 |  |  | 9741 | p9-p&id-20.03.19.dxf | 0.99 | 활성 | 46160.3772 |  | pipings
CHR-9631-50A-F-C50 |  |  | 9631 | p9-p&id-20.03.19.dxf | 0.99 | 활성 | 46160.3772 |  | pipings |  | CHS-9631-50A-S-n
VG-9443-25A-F-N |  |  | 9443 | p9-p&id-20.03.19.dxf | 0.99 | 활성 | 46160.3772 |  | pipings
VG-9445-20A-F-N |  |  | 9445 | p9-p&id-20.03.19.dxf | 0.99 | 활성 | 46160.3772 |  | pipings
VG-9444-20A-F-N |  |  | 9444 | p9-p&id-20.03.19.dxf | 0.99 | 활성 | 46160.3772 |  | pipings
VG-9440-100A-F-N |  |  | 9440 | p9-p&id-20.03.19.dxf | 0.99 | 활성 | 46160.3772 |  | pipings
VG-9430-80A-F-N |  |  | 9430 | p9-p&id-20.03.19.dxf | 0.99 | 활성 | 46160.3772 |  | pipings
VG-9420-100A-F-N |  |  | 9420 | p9-p&id-20.03.19.dxf | 0.99 | 활성 | 46160.3772 |  | pipings
VG-9410-80A-F-N |  |  | 9410 | p9-p&id-20.03.19.dxf | 0.99 | 활성 | 46160.3772 |  | pipings
VG-9401-100A-F-N |  |  | 9401 | p9-p&id-20.03.19.dxf | 0.99 | 활성 | 46160.3772 |  | pipings
VG-9400-150A-F-N |  |  | 9400 | p9-p&id-20.03.19.dxf | 0.99 | 활성 | 46160.3772 |  | pipings
WW-9193-25A-F-N |  |  | 9193 | p9-p&id-20.03.19.dxf | 0.99 | 활성 | 46160.3772 |  | pipings
PW-9911-50A-F-E50 |  |  | 9911 | p9-p&id-20.03.19.dxf | 0.99 | 활성 | 46160.3772 |  | pipings
PW-9912-25A-F-E50 |  |  | 9912 | p9-p&id-20.03.19.dxf | 0.99 | 활성 | 46160.3772 |  | pipings
PW-9904-20A-F-E50 |  |  | 9904 | p9-p&id-20.03.19.dxf | 0.99 | 활성 | 46160.3772 |  | pipings
VG-9434-50A-F-N |  |  | 9434 | p9-p&id-20.03.19.dxf | 0.99 | 활성 | 46160.3772 |  | pipings
VG-9433-50A-F-N |  |  | 9433 | p9-p&id-20.03.19.dxf | 0.99 | 활성 | 46160.3772 |  | pipings |  | VG-9433-25A-F-n
VG-9432-50A-F-N |  |  | 9432 | p9-p&id-20.03.19.dxf | 0.99 | 활성 | 46160.3772 |  | pipings
VG-9442-65A-F-N |  |  | 9442 | p9-p&id-20.03.19.dxf | 0.99 | 활성 | 46160.3772 |  | pipings
VG-9441-65A-F-N |  |  | 9441 | p9-p&id-20.03.19.dxf | 0.99 | 활성 | 46160.3772 |  | pipings
VG-9431-50A-F-N |  |  | 9431 | p9-p&id-20.03.19.dxf | 0.99 | 활성 | 46160.3772 |  | pipings |  | VG-9431-25A-F-n
VG-9426-50A-F-N |  |  | 9426 | p9-p&id-20.03.19.dxf | 0.99 | 활성 | 46160.3772 |  | pipings
VG-9425-50A-F-N |  |  | 9425 | p9-p&id-20.03.19.dxf | 0.99 | 활성 | 46160.3772 |  | pipings
VG-9424-50A-F-N |  |  | 9424 | p9-p&id-20.03.19.dxf | 0.99 | 활성 | 46160.3772 |  | pipings |  | VG-9424-25A-F-n
VG-9423-50A-F-N |  |  | 9423 | p9-p&id-20.03.19.dxf | 0.99 | 활성 | 46160.3772 |  | pipings |  | VG-9423-25A-F-n
VG-9421-50A-F-N |  |  | 9421 | p9-p&id-20.03.19.dxf | 0.99 | 활성 | 46160.3772 |  | pipings
VG-9412-50A-F-N |  |  | 9412 | p9-p&id-20.03.19.dxf | 0.99 | 활성 | 46160.3772 |  | pipings
VG-9411-50A-F-N |  |  | 9411 | p9-p&id-20.03.19.dxf | 0.99 | 활성 | 46160.3772 |  | pipings
P-9225-15A-F-n |  |  | 9225 | p9-p&id-20.03.19.dxf | 0.99 | 활성 | 46160.3772 |  | pipings
P-9226-15A-F-n |  |  | 9226 | p9-p&id-20.03.19.dxf | 0.99 | 활성 | 46160.3772 |  | pipings |  | P-9226-40A-F-n
P-9223-25A-F-n |  |  | 9223 | p9-p&id-20.03.19.dxf | 0.99 | 활성 | 46160.3772 |  | pipings
P-9227-25A-F-n |  |  | 9227 | p9-p&id-20.03.19.dxf | 0.99 | 활성 | 46160.3772 |  | pipings
P-9219-20A-F-n |  |  | 9219 | p9-p&id-20.03.19.dxf | 0.99 | 활성 | 46160.3772 |  | pipings
P-9217-20A-F-n |  |  | 9217 | p9-p&id-20.03.19.dxf | 0.99 | 활성 | 46160.3772 |  | pipings
CWR-9627-25A-S-n |  |  | 9627 | p9-p&id-20.03.19.dxf | 0.99 | 활성 | 46160.3772 |  | pipings
VG-9445-20A-F-n |  |  | 9445 | p9-p&id-20.03.19.dxf | 0.99 | 활성 | 46160.3772 |  | pipings
P-9213-15A-F-n |  |  | 9213 | p9-p&id-20.03.19.dxf | 0.99 | 활성 | 46160.3772 |  | pipings
P-9212-15A-F-n |  |  | 9212 | p9-p&id-20.03.19.dxf | 0.99 | 활성 | 46160.3772 |  | pipings
CWS-9623-50A-S-n |  |  | 9623 | p9-p&id-20.03.19.dxf | 0.99 | 활성 | 46160.3772 |  | pipings |  | CWR-9623-50A-S-n | CWR-9623-32A-S-N
CWR-9623-50A-S-n |  |  | 9623 | p9-p&id-20.03.19.dxf | 0.99 | 활성 | 46160.3772 |  | pipings |  |  | CWS-9623-50A-S-n
CWS-9617-25A-S-n |  |  | 9617 | p9-p&id-20.03.19.dxf | 0.99 | 활성 | 46160.3772 |  | pipings
P-9218-20A-F-n |  |  | 9218 | p9-p&id-20.03.19.dxf | 0.99 | 활성 | 46160.3772 |  | pipings
VG-9177-50A-F-n |  |  | 9177 | p9-p&id-20.03.19.dxf | 0.99 | 활성 | 46160.3772 |  | pipings
P-9224-40A-F-n |  |  | 9224 | p9-p&id-20.03.19.dxf | 0.99 | 활성 | 46160.3772 |  | pipings |  | P-9224-15A-F-n
VG-9432-50A-F-n |  |  | 9432 | p9-p&id-20.03.19.dxf | 0.99 | 활성 | 46160.3772 |  | pipings
VG-9421-50A-F-n |  |  | 9421 | p9-p&id-20.03.19.dxf | 0.99 | 활성 | 46160.3772 |  | pipings
P-9228-25A-F-n |  |  | 9228 | p9-p&id-20.03.19.dxf | 0.99 | 활성 | 46160.3772 |  | pipings
LC-9522-25A-S-H50 |  |  | 9522 | p9-p&id-20.03.19.dxf | 0.99 | 활성 | 46160.3772 |  | pipings
P-9202-25A-F-n |  |  | 9202 | p9-p&id-20.03.19.dxf | 0.99 | 활성 | 46160.3772 |  | pipings |  | P-9202-20A-F-n
P-9204-20A-F-n |  |  | 9204 | p9-p&id-20.03.19.dxf | 0.99 | 활성 | 46160.3772 |  | pipings
P-9322-65A-F-n |  |  | 9322 | p9-p&id-20.03.19.dxf | 0.99 | 활성 | 46160.3772 |  | pipings
LC-9523-25A-S-H50 |  |  | 9523 | p9-p&id-20.03.19.dxf | 0.99 | 활성 | 46160.3772 |  | pipings
P-9205-20A-F-n |  |  | 9205 | p9-p&id-20.03.19.dxf | 0.99 | 활성 | 46160.3772 |  | pipings
LS-9521-40A-S-H50 |  |  | 9521 | p9-p&id-20.03.19.dxf | 0.99 | 활성 | 46160.3772 |  | pipings
P-9216-20A-F-n |  |  | 9216 | p9-p&id-20.03.19.dxf | 0.99 | 활성 | 46160.3772 |  | pipings
P-9211-15A-F-n |  |  | 9211 | p9-p&id-20.03.19.dxf | 0.99 | 활성 | 46160.3772 |  | pipings
P-9208-25A-F-n |  |  | 9208 | p9-p&id-20.03.19.dxf | 0.99 | 활성 | 46160.3772 |  | pipings
P-9206-150A-F-H50 |  |  | 9206 | p9-p&id-20.03.19.dxf | 0.99 | 활성 | 46160.3772 |  | pipings
P-9226-40A-F-n |  |  | 9226 | p9-p&id-20.03.19.dxf | 0.99 | 활성 | 46160.3772 |  | pipings |  |  | P-9226-15A-F-n
P-9201-25A-F-n |  |  | 9201 | p9-p&id-20.03.19.dxf | 0.99 | 활성 | 46160.3772 |  | pipings
P-9202-20A-F-n |  |  | 9202 | p9-p&id-20.03.19.dxf | 0.99 | 활성 | 46160.3772 |  | pipings |  |  | P-9202-25A-F-n
P-9207-250A-F-H50 |  |  | 9207 | p9-p&id-20.03.19.dxf | 0.99 | 활성 | 46160.3772 |  | pipings
P-9209-20A-F-H50 |  |  | 9209 | p9-p&id-20.03.19.dxf | 0.99 | 활성 | 46160.3772 |  | pipings |  |  | P-9209-15A-F-H50
CWR-9624-80A-S-n |  |  | 9624 | p9-p&id-20.03.19.dxf | 0.99 | 활성 | 46160.3772 |  | pipings
CWS-9614-80A-S-n |  |  | 9614 | p9-p&id-20.03.19.dxf | 0.99 | 활성 | 46160.3772 |  | pipings
P-9221-40A-F-n |  |  | 9221 | p9-p&id-20.03.19.dxf | 0.99 | 활성 | 46160.3772 |  | pipings
P-9321-65A-F-n |  |  | 9321 | p9-p&id-20.03.19.dxf | 0.99 | 활성 | 46160.3772 |  | pipings
VG-9442-65A-F-n |  |  | 9442 | p9-p&id-20.03.19.dxf | 0.99 | 활성 | 46160.3772 |  | pipings
VG-9412-50A-F-n |  |  | 9412 | p9-p&id-20.03.19.dxf | 0.99 | 활성 | 46160.3772 |  | pipings
P-9224-15A-F-n |  |  | 9224 | p9-p&id-20.03.19.dxf | 0.99 | 활성 | 46160.3772 |  | pipings |  |  | P-9224-40A-F-n
P-9220-250A-F-n |  |  | 9220 | p9-p&id-20.03.19.dxf | 0.99 | 활성 | 46160.3772 |  | pipings
P-9215-40A-F-n |  |  | 9215 | p9-p&id-20.03.19.dxf | 0.99 | 활성 | 46160.3772 |  | pipings
P-9214-40A-F-n |  |  | 9214 | p9-p&id-20.03.19.dxf | 0.99 | 활성 | 46160.3772 |  | pipings
P-9222-25A-F-n |  |  | 9222 | p9-p&id-20.03.19.dxf | 0.99 | 활성 | 46160.3772 |  | pipings
P-9209-15A-F-H50 |  |  | 9209 | p9-p&id-20.03.19.dxf | 0.99 | 활성 | 46160.3772 |  | pipings |  | P-9209-20A-F-H50
P-9210-15A-F-n |  |  | 9210 | p9-p&id-20.03.19.dxf | 0.99 | 활성 | 46160.3772 |  | pipings
P-9203-20A-F-n |  |  | 9203 | p9-p&id-20.03.19.dxf | 0.99 | 활성 | 46160.3772 |  | pipings
VG-9444-20A-F-n |  |  | 9444 | p9-p&id-20.03.19.dxf | 0.99 | 활성 | 46160.3772 |  | pipings
P-9131-40A-F-n |  |  | 9131 | p9-p&id-20.03.19.dxf | 0.99 | 활성 | 46160.3772 |  | pipings |  | P-9131-15A-F-n
P-9132-15A-F-n |  |  | 9132 | p9-p&id-20.03.19.dxf | 0.99 | 활성 | 46160.3772 |  | pipings
P-9130-15A-F-n |  |  | 9130 | p9-p&id-20.03.19.dxf | 0.99 | 활성 | 46160.3772 |  | pipings
P-9137-25A-F-n |  |  | 9137 | p9-p&id-20.03.19.dxf | 0.99 | 활성 | 46160.3772 |  | pipings
P-9134-25A-F-n |  |  | 9134 | p9-p&id-20.03.19.dxf | 0.99 | 활성 | 46160.3772 |  | pipings
P-9122-25A-F-n |  |  | 9122 | p9-p&id-20.03.19.dxf | 0.99 | 활성 | 46160.3772 |  | pipings
P-9118-20A-F-n |  |  | 9118 | p9-p&id-20.03.19.dxf | 0.99 | 활성 | 46160.3772 |  | pipings
P-9116-20A-F-n |  |  | 9116 | p9-p&id-20.03.19.dxf | 0.99 | 활성 | 46160.3772 |  | pipings
P-9102-25A-F-n |  |  | 9102 | p9-p&id-20.03.19.dxf | 0.99 | 활성 | 46160.3772 |  | pipings
P-9101-25A-F-n |  |  | 9101 | p9-p&id-20.03.19.dxf | 0.99 | 활성 | 46160.3772 |  | pipings
P-9138-25A-F-n |  |  | 9138 | p9-p&id-20.03.19.dxf | 0.99 | 활성 | 46160.3772 |  | pipings
CWR-9626-25A-S-n |  |  | 9626 | p9-p&id-20.03.19.dxf | 0.99 | 활성 | 46160.3772 |  | pipings
CWS-9616-25A-S-n |  |  | 9616 | p9-p&id-20.03.19.dxf | 0.99 | 활성 | 46160.3772 |  | pipings
P-9104-25A-F-n |  |  | 9104 | p9-p&id-20.03.19.dxf | 0.99 | 활성 | 46160.3772 |  | pipings
CHS-9631-50A-S-n |  |  | 9631 | p9-p&id-20.03.19.dxf | 0.99 | 활성 | 46160.3772 |  | pipings |  |  | CHR-9631-50A-F-C50
CHR-9641-50A-S-n |  |  | 9641 | p9-p&id-20.03.19.dxf | 0.99 | 활성 | 46160.3772 |  | pipings
P-9133-15A-F-n |  |  | 9133 | p9-p&id-20.03.19.dxf | 0.99 | 활성 | 46160.3772 |  | pipings |  |  | P-9133-40A-F-n
P-9126-25A-F-n |  |  | 9126 | p9-p&id-20.03.19.dxf | 0.99 | 활성 | 46160.3772 |  | pipings |  |  | VG-9126-25A-F-n
VG-9126-25A-F-n |  |  | 9126 | p9-p&id-20.03.19.dxf | 0.99 | 활성 | 46160.3772 |  | pipings |  | P-9126-25A-F-n
P-9141-40A-F-n |  |  | 9141 | p9-p&id-20.03.19.dxf | 0.99 | 활성 | 46160.3772 |  | pipings
VG-9434-50A-F-n |  |  | 9434 | p9-p&id-20.03.19.dxf | 0.99 | 활성 | 46160.3772 |  | pipings
P-9140-40A-F-n |  |  | 9140 | p9-p&id-20.03.19.dxf | 0.99 | 활성 | 46160.3772 |  | pipings
VG-9424-25A-F-n |  |  | 9424 | p9-p&id-20.03.19.dxf | 0.99 | 활성 | 46160.3772 |  | pipings |  |  | VG-9424-50A-F-N
P-9135-25A-F-n |  |  | 9135 | p9-p&id-20.03.19.dxf | 0.99 | 활성 | 46160.3772 |  | pipings
LS-9511-65A-S-H50 |  |  | 9511 | p9-p&id-20.03.19.dxf | 0.99 | 활성 | 46160.3772 |  | pipings
VG-9433-25A-F-n |  |  | 9433 | p9-p&id-20.03.19.dxf | 0.99 | 활성 | 46160.3772 |  | pipings |  |  | VG-9433-50A-F-N
VG-9431-25A-F-n |  |  | 9431 | p9-p&id-20.03.19.dxf | 0.99 | 활성 | 46160.3772 |  | pipings |  |  | VG-9431-50A-F-N
VG-9423-25A-F-n |  |  | 9423 | p9-p&id-20.03.19.dxf | 0.99 | 활성 | 46160.3772 |  | pipings |  |  | VG-9423-50A-F-N
LC-9512-40A-S-H50 |  |  | 9512 | p9-p&id-20.03.19.dxf | 0.99 | 활성 | 46160.3772 |  | pipings
CHR-9642-100A-S-n |  |  | 9642 | p9-p&id-20.03.19.dxf | 0.99 | 활성 | 46160.3772 |  | pipings |  |  | CHS-9642-100A-F-C50
CHS-9632-100A-S-n |  |  | 9632 | p9-p&id-20.03.19.dxf | 0.99 | 활성 | 46160.3772 |  | pipings |  |  | CHR-9632-100A-F-C50
P-9115-20A-F-n |  |  | 9115 | p9-p&id-20.03.19.dxf | 0.99 | 활성 | 46160.3772 |  | pipings
P-9105-25A-F-n |  |  | 9105 | p9-p&id-20.03.19.dxf | 0.99 | 활성 | 46160.3772 |  | pipings
P-9103-25A-F-n |  |  | 9103 | p9-p&id-20.03.19.dxf | 0.99 | 활성 | 46160.3772 |  | pipings
P-9108-25A-F-n |  |  | 9108 | p9-p&id-20.03.19.dxf | 0.99 | 활성 | 46160.3772 |  | pipings
P-9312-80A-F-n |  |  | 9312 | p9-p&id-20.03.19.dxf | 0.99 | 활성 | 46160.3772 |  | pipings
LC-9513-40A-S-H50 |  |  | 9513 | p9-p&id-20.03.19.dxf | 0.99 | 활성 | 46160.3772 |  | pipings
P-9109-25A-F-n |  |  | 9109 | p9-p&id-20.03.19.dxf | 0.99 | 활성 | 46160.3772 |  | pipings
P-9121-25A-F-n |  |  | 9121 | p9-p&id-20.03.19.dxf | 0.99 | 활성 | 46160.3772 |  | pipings
P-9112-25A-F-H50 |  |  | 9112 | p9-p&id-20.03.19.dxf | 0.99 | 활성 | 46160.3772 |  | pipings
P-9110-200A-F-H50 |  |  | 9110 | p9-p&id-20.03.19.dxf | 0.99 | 활성 | 46160.3772 |  | pipings
P-9139-40A-F-n |  |  | 9139 | p9-p&id-20.03.19.dxf | 0.99 | 활성 | 46160.3772 |  | pipings
P-9136-40A-F-n |  |  | 9136 | p9-p&id-20.03.19.dxf | 0.99 | 활성 | 46160.3772 |  | pipings
P-9133-40A-F-n |  |  | 9133 | p9-p&id-20.03.19.dxf | 0.99 | 활성 | 46160.3772 |  | pipings |  | P-9133-15A-F-n
P-9123-25A-F-n |  |  | 9123 | p9-p&id-20.03.19.dxf | 0.99 | 활성 | 46160.3772 |  | pipings
P-9124-25A-F-n |  |  | 9124 | p9-p&id-20.03.19.dxf | 0.99 | 활성 | 46160.3772 |  | pipings
P-9125-25A-F-n |  |  | 9125 | p9-p&id-20.03.19.dxf | 0.99 | 활성 | 46160.3772 |  | pipings
P-9106-25A-F-n |  |  | 9106 | p9-p&id-20.03.19.dxf | 0.99 | 활성 | 46160.3772 |  | pipings
P-9111-400A-F-H50 |  |  | 9111 | p9-p&id-20.03.19.dxf | 0.99 | 활성 | 46160.3772 |  | pipings
CWS-9611-50A-S-n |  |  | 9611 | p9-p&id-20.03.19.dxf | 0.99 | 활성 | 46160.3772 |  | pipings
CWR-9621-50A-S-n |  |  | 9621 | p9-p&id-20.03.19.dxf | 0.99 | 활성 | 46160.3772 |  | pipings
CWR-9622-150A-S-n |  |  | 9622 | p9-p&id-20.03.19.dxf | 0.99 | 활성 | 46160.3772 |  | pipings
CWS-9612-150A-S-n |  |  | 9612 | p9-p&id-20.03.19.dxf | 0.99 | 활성 | 46160.3772 |  | pipings
P-9128-40A-F-n |  |  | 9128 | p9-p&id-20.03.19.dxf | 0.99 | 활성 | 46160.3772 |  | pipings
P-9311-80A-F-n |  |  | 9311 | p9-p&id-20.03.19.dxf | 0.99 | 활성 | 46160.3772 |  | pipings
VG-9441-65A-F-n |  |  | 9441 | p9-p&id-20.03.19.dxf | 0.99 | 활성 | 46160.3772 |  | pipings
VG-9411-50A-F-n |  |  | 9411 | p9-p&id-20.03.19.dxf | 0.99 | 활성 | 46160.3772 |  | pipings
P-9131-15A-F-n |  |  | 9131 | p9-p&id-20.03.19.dxf | 0.99 | 활성 | 46160.3772 |  | pipings |  |  | P-9131-40A-F-n
P-9127-500A-F-n |  |  | 9127 | p9-p&id-20.03.19.dxf | 0.99 | 활성 | 46160.3772 |  | pipings |  | P-9127-500A-F-H100
P-9120-40A-F-n |  |  | 9120 | p9-p&id-20.03.19.dxf | 0.99 | 활성 | 46160.3772 |  | pipings
P-9119-65A-F-n |  |  | 9119 | p9-p&id-20.03.19.dxf | 0.99 | 활성 | 46160.3772 |  | pipings
P-9129-32A-F-n |  |  | 9129 | p9-p&id-20.03.19.dxf | 0.99 | 활성 | 46160.3772 |  | pipings
P-9127-500A-F-H100 |  |  | 9127 | p9-p&id-20.03.19.dxf | 0.99 | 활성 | 46160.3772 |  | pipings |  |  | P-9127-500A-F-n
P-9113-20A-F-H50 |  |  | 9113 | p9-p&id-20.03.19.dxf | 0.99 | 활성 | 46160.3772 |  | pipings
P-9114-20A-F-n |  |  | 9114 | p9-p&id-20.03.19.dxf | 0.99 | 활성 | 46160.3772 |  | pipings
P-9107-25A-F-n |  |  | 9107 | p9-p&id-20.03.19.dxf | 0.99 | 활성 | 46160.3772 |  | pipings
IA-10922-25A-F1A-n |  |  | 10922 | P10-EQP-BLOCK.dxf | 0.99 | 활성 | 46160.3769 |  | pipings
SW-10803-20A-F1A-E50 |  |  | 10803 | P10-EQP-BLOCK.dxf | 0.99 | 활성 | 46160.3769 |  | pipings
CWR-10629-25A-S2A-N |  |  | 10629 | P10-EQP-BLOCK.dxf | 0.99 | 활성 | 46160.3769 |  | pipings |  | CWR-10629-15A-F1A-N
CWS-10619-25A-S2A-N |  |  | 10619 | P10-EQP-BLOCK.dxf | 0.99 | 활성 | 46160.3769 |  | pipings |  | CWS-10619-15A-F1A-N
IA-10921-15A-F1A-n |  |  | 10921 | P10-EQP-BLOCK.dxf | 0.99 | 활성 | 46160.3769 |  | pipings
IA-10920-15A-F1A-n |  |  | 10920 | P10-EQP-BLOCK.dxf | 0.99 | 활성 | 46160.3769 |  | pipings
IA-10919-15A-F1A-n |  |  | 10919 | P10-EQP-BLOCK.dxf | 0.99 | 활성 | 46160.3769 |  | pipings
IA-10918-15A-F1A-n |  |  | 10918 | P10-EQP-BLOCK.dxf | 0.99 | 활성 | 46160.3769 |  | pipings
IA-10914-25A-F1A-n |  |  | 10914 | P10-EQP-BLOCK.dxf | 0.99 | 활성 | 46160.3769 |  | pipings
IA-10913-25A-F1A-n |  |  | 10913 | P10-EQP-BLOCK.dxf | 0.99 | 활성 | 46160.3769 |  | pipings
IA-10915-15A-F1A-n |  |  | 10915 | P10-EQP-BLOCK.dxf | 0.99 | 활성 | 46160.3769 |  | pipings
IA-10912-15A-F1A-n |  |  | 10912 | P10-EQP-BLOCK.dxf | 0.99 | 활성 | 46160.3769 |  | pipings
IA-10910-15A-F1A-n |  |  | 10910 | P10-EQP-BLOCK.dxf | 0.99 | 활성 | 46160.3769 |  | pipings
IA-10908-15A-F1A-n |  |  | 10908 | P10-EQP-BLOCK.dxf | 0.99 | 활성 | 46160.3769 |  | pipings
IA-10909-15A-F1A-n |  |  | 10909 | P10-EQP-BLOCK.dxf | 0.99 | 활성 | 46160.3769 |  | pipings
IA-10907-15A-F1A-n |  |  | 10907 | P10-EQP-BLOCK.dxf | 0.99 | 활성 | 46160.3769 |  | pipings
IA-10906-15A-F1A-n |  |  | 10906 | P10-EQP-BLOCK.dxf | 0.99 | 활성 | 46160.3769 |  | pipings
IA-10905-15A-F1A-n |  |  | 10905 | P10-EQP-BLOCK.dxf | 0.99 | 활성 | 46160.3769 |  | pipings
IA-10903-15A-F1A-n |  |  | 10903 | P10-EQP-BLOCK.dxf | 0.99 | 활성 | 46160.3769 |  | pipings |  | PW-10903-25A-F1A-E40
IA-10902-15A-F1A-n |  |  | 10902 | P10-EQP-BLOCK.dxf | 0.99 | 활성 | 46160.3769 |  | pipings
IA-10900-25A-F1A-n |  |  | 10900 | P10-EQP-BLOCK.dxf | 0.99 | 활성 | 46160.3769 |  | pipings
VG-10423-50A-F1A-N |  |  | 10423 | P10-EQP-BLOCK.dxf | 0.99 | 활성 | 46160.3769 |  | pipings
VG-10424-50A-F1A-N |  |  | 10424 | P10-EQP-BLOCK.dxf | 0.99 | 활성 | 46160.3769 |  | pipings
VG-10425-50A-F1A-N |  |  | 10425 | P10-EQP-BLOCK.dxf | 0.99 | 활성 | 46160.3769 |  | pipings
VG-10426-50A-F1A-N |  |  | 10426 | P10-EQP-BLOCK.dxf | 0.99 | 활성 | 46160.3769 |  | pipings
VG-10442-100A-F1A-N |  |  | 10442 | P10-EQP-BLOCK.dxf | 0.99 | 활성 | 46160.3769 |  | pipings |  | VG-10442-150A-F1A-N
VG-10441-125A-F1A-N |  |  | 10441 | P10-EQP-BLOCK.dxf | 0.99 | 활성 | 46160.3769 |  | pipings |  | VG-10441-200A-F1A-N
WW-10193-25A-F1A-N |  |  | 10193 | P10-EQP-BLOCK.dxf | 0.99 | 활성 | 46160.3769 |  | pipings
VG-9441-125A-F1A-N |  |  | 9441 | P10-EQP-BLOCK.dxf | 0.99 | 활성 | 46160.3769 |  | pipings |  | VG-9441-150A-F1A-n
VG-9442-65A-F1A-N |  |  | 9442 | P10-EQP-BLOCK.dxf | 0.99 | 활성 | 46160.3769 |  | pipings
VG-9425-50A-F1A-N |  |  | 9425 | P10-EQP-BLOCK.dxf | 0.99 | 활성 | 46160.3769 |  | pipings
VG-9426-50A-F1A-N |  |  | 9426 | P10-EQP-BLOCK.dxf | 0.99 | 활성 | 46160.3769 |  | pipings
VG-9434-50A-F1A-N |  |  | 9434 | P10-EQP-BLOCK.dxf | 0.99 | 활성 | 46160.3769 |  | pipings
VG-9432-50A-F1A-N |  |  | 9432 | P10-EQP-BLOCK.dxf | 0.99 | 활성 | 46160.3769 |  | pipings
VG-9433-50A-F1A-N |  |  | 9433 | P10-EQP-BLOCK.dxf | 0.99 | 활성 | 46160.3769 |  | pipings
VG-9412-50A-F1A-N |  |  | 9412 | P10-EQP-BLOCK.dxf | 0.99 | 활성 | 46160.3769 |  | pipings
VG-9411-50A-F1A-N |  |  | 9411 | P10-EQP-BLOCK.dxf | 0.99 | 활성 | 46160.3769 |  | pipings
VG-9400-150A-F1A-N |  |  | 9400 | P10-EQP-BLOCK.dxf | 0.99 | 활성 | 46160.3769 |  | pipings
VG-9421-50A-F1A-N |  |  | 9421 | P10-EQP-BLOCK.dxf | 0.99 | 활성 | 46160.3769 |  | pipings
WW-9193-25A-F1A-N |  |  | 9193 | P10-EQP-BLOCK.dxf | 0.99 | 활성 | 46160.3769 |  | pipings
VG-9431-50A-F1A-N |  |  | 9431 | P10-EQP-BLOCK.dxf | 0.99 | 활성 | 46160.3769 |  | pipings
VG-9424-50A-F1A-N |  |  | 9424 | P10-EQP-BLOCK.dxf | 0.99 | 활성 | 46160.3769 |  | pipings
VG-9423-50A-F1A-N |  |  | 9423 | P10-EQP-BLOCK.dxf | 0.99 | 활성 | 46160.3769 |  | pipings
VG-10442-150A-F1A-N |  |  | 10442 | P10-EQP-BLOCK.dxf | 0.99 | 활성 | 46160.3769 |  | pipings |  |  | VG-10442-100A-F1A-N
VG-10441-200A-F1A-N |  |  | 10441 | P10-EQP-BLOCK.dxf | 0.99 | 활성 | 46160.3769 |  | pipings |  |  | VG-10441-125A-F1A-N
VG-10432-50A-F1A-N |  |  | 10432 | P10-EQP-BLOCK.dxf | 0.99 | 활성 | 46160.3769 |  | pipings
VG-10422-50A-F1A-N |  |  | 10422 | P10-EQP-BLOCK.dxf | 0.99 | 활성 | 46160.3769 |  | pipings
VG-10433-50A-F1A-N |  |  | 10433 | P10-EQP-BLOCK.dxf | 0.99 | 활성 | 46160.3769 |  | pipings
VG-10431-50A-F1A-N |  |  | 10431 | P10-EQP-BLOCK.dxf | 0.99 | 활성 | 46160.3769 |  | pipings
VG-10412-50A-F1A-N |  |  | 10412 | P10-EQP-BLOCK.dxf | 0.99 | 활성 | 46160.3769 |  | pipings
VG-10411-65A-F1A-N |  |  | 10411 | P10-EQP-BLOCK.dxf | 0.99 | 활성 | 46160.3769 |  | pipings
VG-10443-25A-F1A-N |  |  | 10443 | P10-EQP-BLOCK.dxf | 0.99 | 활성 | 46160.3769 |  | pipings
VG-10444-25A-F1A-N |  |  | 10444 | P10-EQP-BLOCK.dxf | 0.99 | 활성 | 46160.3769 |  | pipings
WW-10191-25A-F1A-E50 |  |  | 10191 | P10-EQP-BLOCK.dxf | 0.99 | 활성 | 46160.3769 |  | pipings
VG-10401-150A-F1A-N |  |  | 10401 | P10-EQP-BLOCK.dxf | 0.99 | 활성 | 46160.3769 |  | pipings
SW-10821-50A-F1A-E50 |  |  | 10821 | P10-EQP-BLOCK.dxf | 0.99 | 활성 | 46160.3769 |  | pipings
SW-10822-32A-F1A-E50 |  |  | 10822 | P10-EQP-BLOCK.dxf | 0.99 | 활성 | 46160.3769 |  | pipings
VG-10421-50A-F1A-N |  |  | 10421 | P10-EQP-BLOCK.dxf | 0.99 | 활성 | 46160.3769 |  | pipings
CWR-10628-25A-S2A-N |  |  | 10628 | P10-EQP-BLOCK.dxf | 0.99 | 활성 | 46160.3769 |  | pipings |  | CWR-10628-15A-F1A-N
CWS-10618-25A-S2A-N |  |  | 10618 | P10-EQP-BLOCK.dxf | 0.99 | 활성 | 46160.3769 |  | pipings |  | CWS-10618-15A-F1A-N
CWR-10627-25A-S2A-N |  |  | 10627 | P10-EQP-BLOCK.dxf | 0.99 | 활성 | 46160.3769 |  | pipings |  | CWR-10627-25A-F1A-N
CWR-10626-25A-S2A-N |  |  | 10626 | P10-EQP-BLOCK.dxf | 0.99 | 활성 | 46160.3769 |  | pipings |  | CWR-10626-25A-F1A-N
CWS-10617-25A-S2A-N |  |  | 10617 | P10-EQP-BLOCK.dxf | 0.99 | 활성 | 46160.3769 |  | pipings |  | CWS-10617-25A-F1A-N
CWS-10616-25A-S2A-N |  |  | 10616 | P10-EQP-BLOCK.dxf | 0.99 | 활성 | 46160.3769 |  | pipings |  | CWS-10616-25A-F1A-N
CWR-10625-50A-S2A-N |  |  | 10625 | P10-EQP-BLOCK.dxf | 0.99 | 활성 | 46160.3769 |  | pipings |  |  | CWR-10625-50A-F1A-N
CWS-10615-50A-S2A-N |  |  | 10615 | P10-EQP-BLOCK.dxf | 0.99 | 활성 | 46160.3769 |  | pipings |  |  | CWS-10615-50A-F1A-N
CWR-10629-15A-F1A-N |  |  | 10629 | P10-EQP-BLOCK.dxf | 0.99 | 활성 | 46160.3769 |  | pipings |  |  | CWR-10629-25A-S2A-N
CWS-10619-15A-F1A-N |  |  | 10619 | P10-EQP-BLOCK.dxf | 0.99 | 활성 | 46160.3769 |  | pipings |  |  | CWS-10619-25A-S2A-N
PW-10903-25A-F1A-E40 |  |  | 10903 | P10-EQP-BLOCK.dxf | 0.99 | 활성 | 46160.3769 |  | pipings |  |  | IA-10903-15A-F1A-n
CWR-10623-50A-S2A-N |  |  | 10623 | P10-EQP-BLOCK.dxf | 0.99 | 활성 | 46160.3769 |  | pipings
CWS-10613-50A-S2A-N |  |  | 10613 | P10-EQP-BLOCK.dxf | 0.99 | 활성 | 46160.3769 |  | pipings
CWR-10624-150A-S2A-N |  |  | 10624 | P10-EQP-BLOCK.dxf | 0.99 | 활성 | 46160.3769 |  | pipings
CWS-10614-150A-S2A-N |  |  | 10614 | P10-EQP-BLOCK.dxf | 0.99 | 활성 | 46160.3769 |  | pipings
CWR-10622-200A-S2A-N |  |  | 10622 | P10-EQP-BLOCK.dxf | 0.99 | 활성 | 46160.3769 |  | pipings
CWS-10612-200A-S2A-N |  |  | 10612 | P10-EQP-BLOCK.dxf | 0.99 | 활성 | 46160.3769 |  | pipings
CWR-10621-80A-S2A-N |  |  | 10621 | P10-EQP-BLOCK.dxf | 0.99 | 활성 | 46160.3769 |  | pipings
CWS-10611-80A-S2A-N |  |  | 10611 | P10-EQP-BLOCK.dxf | 0.99 | 활성 | 46160.3769 |  | pipings
CWS-10600-300A-S2A-N |  |  | 10600 | P10-EQP-BLOCK.dxf | 0.99 | 활성 | 46160.3769 |  | pipings
CWR-10628-15A-F1A-N |  |  | 10628 | P10-EQP-BLOCK.dxf | 0.99 | 활성 | 46160.3769 |  | pipings |  |  | CWR-10628-25A-S2A-N
CWS-10618-15A-F1A-N |  |  | 10618 | P10-EQP-BLOCK.dxf | 0.99 | 활성 | 46160.3769 |  | pipings |  |  | CWS-10618-25A-S2A-N
CWS-10617-25A-F1A-N |  |  | 10617 | P10-EQP-BLOCK.dxf | 0.99 | 활성 | 46160.3769 |  | pipings |  |  | CWS-10617-25A-S2A-N
CWR-10627-25A-F1A-N |  |  | 10627 | P10-EQP-BLOCK.dxf | 0.99 | 활성 | 46160.3769 |  | pipings |  |  | CWR-10627-25A-S2A-N
CWS-10616-25A-F1A-N |  |  | 10616 | P10-EQP-BLOCK.dxf | 0.99 | 활성 | 46160.3769 |  | pipings |  |  | CWS-10616-25A-S2A-N
CWR-10626-25A-F1A-N |  |  | 10626 | P10-EQP-BLOCK.dxf | 0.99 | 활성 | 46160.3769 |  | pipings |  |  | CWR-10626-25A-S2A-N
CWS-10620-300A-S2A-N |  |  | 10620 | P10-EQP-BLOCK.dxf | 0.99 | 활성 | 46160.3769 |  | pipings |  | CWR-10620-300A-S2A-N
CWR-10620-300A-S2A-N |  |  | 10620 | P10-EQP-BLOCK.dxf | 0.99 | 활성 | 46160.3769 |  | pipings |  |  | CWS-10620-300A-S2A-N
CWS-10615-50A-F1A-N |  |  | 10615 | P10-EQP-BLOCK.dxf | 0.99 | 활성 | 46160.3769 |  | pipings |  | CWS-10615-50A-S2A-N
CWR-10625-50A-F1A-N |  |  | 10625 | P10-EQP-BLOCK.dxf | 0.99 | 활성 | 46160.3769 |  | pipings |  | CWR-10625-50A-S2A-N
CWS-10601-300A-S2A-N |  |  | 10601 | P10-EQP-BLOCK.dxf | 0.99 | 활성 | 46160.3769 |  | pipings
CWR-10625-50A-S2A-n |  |  | 10625 | P10-EQP-BLOCK.dxf | 0.99 | 활성 | 46160.3769 |  | pipings
CWS-10615-50A-S2A-n |  |  | 10615 | P10-EQP-BLOCK.dxf | 0.99 | 활성 | 46160.3769 |  | pipings
IA-10904-15A-F1A-n |  |  | 10904 | P10-EQP-BLOCK.dxf | 0.99 | 활성 | 46160.3769 |  | pipings
P-10313-100A-F1A-n |  |  | 10313 | P10-EQP-BLOCK.dxf | 0.99 | 활성 | 46160.3769 |  | pipings
P-10217-65A-F2A-n |  |  | 10217 | P10-EQP-BLOCK.dxf | 0.99 | 활성 | 46160.3769 |  | pipings
P-10225-25A-F2A-n |  |  | 10225 | P10-EQP-BLOCK.dxf | 0.99 | 활성 | 46160.3769 |  | pipings
P-10237-40A-F1A-n |  |  | 10237 | P10-EQP-BLOCK.dxf | 0.99 | 활성 | 46160.3769 |  | pipings
P-10203-40A-F1A-n |  |  | 10203 | P10-EQP-BLOCK.dxf | 0.99 | 활성 | 46160.3769 |  | pipings
P-10230-25A-F2A-n |  |  | 10230 | P10-EQP-BLOCK.dxf | 0.99 | 활성 | 46160.3769 |  | pipings
CD-10522-40A-S1A-H50 |  |  | 10522 | P10-EQP-BLOCK.dxf | 0.99 | 활성 | 46160.3769 |  | pipings
P-10227-25A-F2A-n |  |  | 10227 | P10-EQP-BLOCK.dxf | 0.99 | 활성 | 46160.3769 |  | pipings
P-10221-25A-F2A-n |  |  | 10221 | P10-EQP-BLOCK.dxf | 0.99 | 활성 | 46160.3769 |  | pipings
P-10207-25A-F1A-H50 |  |  | 10207 | P10-EQP-BLOCK.dxf | 0.99 | 활성 | 46160.3769 |  | pipings
P-10223-25A-F2A-n |  |  | 10223 | P10-EQP-BLOCK.dxf | 0.99 | 활성 | 46160.3769 |  | pipings
VG-10412-50A-F1A-n |  |  | 10412 | P10-EQP-BLOCK.dxf | 0.99 | 활성 | 46160.3769 |  | pipings
P-10212-20A-F1A-H50 |  |  | 10212 | P10-EQP-BLOCK.dxf | 0.99 | 활성 | 46160.3769 |  | pipings
P-10231-15A-F2A-n |  |  | 10231 | P10-EQP-BLOCK.dxf | 0.99 | 활성 | 46160.3769 |  | pipings
VG-10444-25A-F1A-n |  |  | 10444 | P10-EQP-BLOCK.dxf | 0.99 | 활성 | 46160.3769 |  | pipings
SAM-9954-10A-F2A-n |  |  | 9954 | P10-EQP-BLOCK.dxf | 0.99 | 활성 | 46160.3769 |  | pipings
P-10215-20A-F1A-n |  |  | 10215 | P10-EQP-BLOCK.dxf | 0.99 | 활성 | 46160.3769 |  | pipings
P-10214-20A-F1A-n |  |  | 10214 | P10-EQP-BLOCK.dxf | 0.99 | 활성 | 46160.3769 |  | pipings
P-10216-20A-F1A-n |  |  | 10216 | P10-EQP-BLOCK.dxf | 0.99 | 활성 | 46160.3769 |  | pipings
CWS-10617-25A-F1A-n |  |  | 10617 | P10-EQP-BLOCK.dxf | 0.99 | 활성 | 46160.3769 |  | pipings
CWR-10627-25A-F1A-n |  |  | 10627 | P10-EQP-BLOCK.dxf | 0.99 | 활성 | 46160.3769 |  | pipings
P-10213-20A-F1A-n |  |  | 10213 | P10-EQP-BLOCK.dxf | 0.99 | 활성 | 46160.3769 |  | pipings
P-10220-25A-F1A-n |  |  | 10220 | P10-EQP-BLOCK.dxf | 0.99 | 활성 | 46160.3769 |  | pipings
P-10219-25A-F2A-n |  |  | 10219 | P10-EQP-BLOCK.dxf | 0.99 | 활성 | 46160.3769 |  | pipings
P-10211-20A-F1A-H50 |  |  | 10211 | P10-EQP-BLOCK.dxf | 0.99 | 활성 | 46160.3769 |  | pipings
VG-10431-50A-F1A-n |  |  | 10431 | P10-EQP-BLOCK.dxf | 0.99 | 활성 | 46160.3769 |  | pipings
P-10224-40A-F2A-n |  |  | 10224 | P10-EQP-BLOCK.dxf | 0.99 | 활성 | 46160.3769 |  | pipings
P-10226-25A-F2A-n |  |  | 10226 | P10-EQP-BLOCK.dxf | 0.99 | 활성 | 46160.3769 |  | pipings
VG-10432-50A-F1A-n |  |  | 10432 | P10-EQP-BLOCK.dxf | 0.99 | 활성 | 46160.3769 |  | pipings
P-10222-25A-F2A-n |  |  | 10222 | P10-EQP-BLOCK.dxf | 0.99 | 활성 | 46160.3769 |  | pipings
P-10236-40A-F1A-n |  |  | 10236 | P10-EQP-BLOCK.dxf | 0.99 | 활성 | 46160.3769 |  | pipings
P-10234-15A-F1A-n |  |  | 10234 | P10-EQP-BLOCK.dxf | 0.99 | 활성 | 46160.3769 |  | pipings
P-10235-15A-F1A-n |  |  | 10235 | P10-EQP-BLOCK.dxf | 0.99 | 활성 | 46160.3769 |  | pipings
P-10229-40A-F2A-n |  |  | 10229 | P10-EQP-BLOCK.dxf | 0.99 | 활성 | 46160.3769 |  | pipings
P-10204-25A-F1A-n |  |  | 10204 | P10-EQP-BLOCK.dxf | 0.99 | 활성 | 46160.3769 |  | pipings
P-10202-40A-F1A-n |  |  | 10202 | P10-EQP-BLOCK.dxf | 0.99 | 활성 | 46160.3769 |  | pipings
ST-10521-65A-S1A-H50 |  |  | 10521 | P10-EQP-BLOCK.dxf | 0.99 | 활성 | 46160.3769 |  | pipings
VG-9440-300A-F1A-N |  |  | 9440 | P10-EQP-BLOCK.dxf | 0.99 | 활성 | 46160.3769 |  | pipings
P-10314-80A-F1A-n |  |  | 10314 | P10-EQP-BLOCK.dxf | 0.99 | 활성 | 46160.3769 |  | pipings
P-10201-25A-F1A-n |  |  | 10201 | P10-EQP-BLOCK.dxf | 0.99 | 활성 | 46160.3769 |  | pipings
VG-10433-50A-F1A-n |  |  | 10433 | P10-EQP-BLOCK.dxf | 0.99 | 활성 | 46160.3769 |  | pipings
P-10205-25A-F1A-n |  |  | 10205 | P10-EQP-BLOCK.dxf | 0.99 | 활성 | 46160.3769 |  | pipings
CD-10523-40A-S1A-H50 |  |  | 10523 | P10-EQP-BLOCK.dxf | 0.99 | 활성 | 46160.3769 |  | pipings
P-10210-25A-F1A-H50 |  |  | 10210 | P10-EQP-BLOCK.dxf | 0.99 | 활성 | 46160.3769 |  | pipings
P-10209-200A-F2A-H50 |  |  | 10209 | P10-EQP-BLOCK.dxf | 0.99 | 활성 | 46160.3769 |  | pipings
P-10208-400A-F2A-H50 |  |  | 10208 | P10-EQP-BLOCK.dxf | 0.99 | 활성 | 46160.3769 |  | pipings
CWS-10613-50A-S2A-n |  |  | 10613 | P10-EQP-BLOCK.dxf | 0.99 | 활성 | 46160.3769 |  | pipings
CWR-10623-50A-S2A-n |  |  | 10623 | P10-EQP-BLOCK.dxf | 0.99 | 활성 | 46160.3769 |  | pipings
CWR-10624-150A-S2A-n |  |  | 10624 | P10-EQP-BLOCK.dxf | 0.99 | 활성 | 46160.3769 |  | pipings
CWS-10614-150A-S2A-n |  |  | 10614 | P10-EQP-BLOCK.dxf | 0.99 | 활성 | 46160.3769 |  | pipings
VG-9441-150A-F1A-n |  |  | 9441 | P10-EQP-BLOCK.dxf | 0.99 | 활성 | 46160.3769 |  | pipings |  |  | VG-9441-125A-F1A-N
P-10232-25A-F1A-n |  |  | 10232 | P10-EQP-BLOCK.dxf | 0.99 | 활성 | 46160.3769 |  | pipings
P-10228-500A-F2A-n |  |  | 10228 | P10-EQP-BLOCK.dxf | 0.99 | 활성 | 46160.3769 |  | pipings |  | P-10228-500A-F2A-H100
P-10218-40A-F2A-n |  |  | 10218 | P10-EQP-BLOCK.dxf | 0.99 | 활성 | 46160.3769 |  | pipings
P-10233-25A-F2A-n |  |  | 10233 | P10-EQP-BLOCK.dxf | 0.99 | 활성 | 46160.3769 |  | pipings
P-10228-500A-F2A-H100 |  |  | 10228 | P10-EQP-BLOCK.dxf | 0.99 | 활성 | 46160.3769 |  | pipings |  |  | P-10228-500A-F2A-n
P-10151-15A-F1A-n |  |  | 10151 | P10-EQP-BLOCK.dxf | 0.99 | 활성 | 46160.3769 |  | pipings
P-10150-25A-F1A-n |  |  | 10150 | P10-EQP-BLOCK.dxf | 0.99 | 활성 | 46160.3769 |  | pipings
IA-10901-15A-F1A-n |  |  | 10901 | P10-EQP-BLOCK.dxf | 0.99 | 활성 | 46160.3769 |  | pipings
P-10117-500A-F2A-H50 |  |  | 10117 | P10-EQP-BLOCK.dxf | 0.99 | 활성 | 46160.3769 |  | pipings |  | P-10117-300A-F2A-H50
P-10122-25A-F1A-N |  |  | 10122 | P10-EQP-BLOCK.dxf | 0.99 | 활성 | 46160.3769 |  | pipings |  |  | P-10122-20A-F1A-n
P-10129-25A-F2A-n |  |  | 10129 | P10-EQP-BLOCK.dxf | 0.99 | 활성 | 46160.3769 |  | pipings
CD-10515-65A-S1A-H50 |  |  | 10515 | P10-EQP-BLOCK.dxf | 0.99 | 활성 | 46160.3769 |  | pipings
P-10141-32A-F2A-n |  |  | 10141 | P10-EQP-BLOCK.dxf | 0.99 | 활성 | 46160.3769 |  | pipings
CD-10514-40A-S1A-H50 |  |  | 10514 | P10-EQP-BLOCK.dxf | 0.99 | 활성 | 46160.3769 |  | pipings
ST-10512-100A-S1A-H50 |  |  | 10512 | P10-EQP-BLOCK.dxf | 0.99 | 활성 | 46160.3769 |  | pipings
CD-10513-40A-S1A-H50 |  |  | 10513 | P10-EQP-BLOCK.dxf | 0.99 | 활성 | 46160.3769 |  | pipings
P-10112-25A-F1A-n |  |  | 10112 | P10-EQP-BLOCK.dxf | 0.99 | 활성 | 46160.3769 |  | pipings
CD-10516-65A-S1A-H50 |  |  | 10516 | P10-EQP-BLOCK.dxf | 0.99 | 활성 | 46160.3769 |  | pipings
P-10104-25A-F1A-n |  |  | 10104 | P10-EQP-BLOCK.dxf | 0.99 | 활성 | 46160.3769 |  | pipings
P-10132-25A-F2A-n |  |  | 10132 | P10-EQP-BLOCK.dxf | 0.99 | 활성 | 46160.3769 |  | pipings
P-10133-25A-F2A-n |  |  | 10133 | P10-EQP-BLOCK.dxf | 0.99 | 활성 | 46160.3769 |  | pipings
P-10134-25A-F2A-n |  |  | 10134 | P10-EQP-BLOCK.dxf | 0.99 | 활성 | 46160.3769 |  | pipings
P-10146-20A-F1A-n |  |  | 10146 | P10-EQP-BLOCK.dxf | 0.99 | 활성 | 46160.3769 |  | pipings
P-10114-250A-F2A-H50 |  |  | 10114 | P10-EQP-BLOCK.dxf | 0.99 | 활성 | 46160.3769 |  | pipings
P-10118-300A-F2A-H50 |  |  | 10118 | P10-EQP-BLOCK.dxf | 0.99 | 활성 | 46160.3769 |  | pipings
P-10116-200A-F2A-H50 |  |  | 10116 | P10-EQP-BLOCK.dxf | 0.99 | 활성 | 46160.3769 |  | pipings
P-10136-25A-F2A-n |  |  | 10136 | P10-EQP-BLOCK.dxf | 0.99 | 활성 | 46160.3769 |  | pipings
VG-10411-65A-F1A-n |  |  | 10411 | P10-EQP-BLOCK.dxf | 0.99 | 활성 | 46160.3769 |  | pipings
SAM-10958-10A-F2A-n |  |  | 10958 | P10-EQP-BLOCK.dxf | 0.99 | 활성 | 46160.3769 |  | pipings
SAM-10953-10A-F2A-n |  |  | 10953 | P10-EQP-BLOCK.dxf | 0.99 | 활성 | 46160.3769 |  | pipings
SAM-10952-10A-F2A-n |  |  | 10952 | P10-EQP-BLOCK.dxf | 0.99 | 활성 | 46160.3769 |  | pipings
SAM-10956-10A-F2A-n |  |  | 10956 | P10-EQP-BLOCK.dxf | 0.99 | 활성 | 46160.3769 |  | pipings
SAM-10957-10A-F2A-n |  |  | 10957 | P10-EQP-BLOCK.dxf | 0.99 | 활성 | 46160.3769 |  | pipings
SAM-10951-10A-F2A-n |  |  | 10951 | P10-EQP-BLOCK.dxf | 0.99 | 활성 | 46160.3769 |  | pipings
SAM-10955-10A-F2A-n |  |  | 10955 | P10-EQP-BLOCK.dxf | 0.99 | 활성 | 46160.3769 |  | pipings
P-10121-25A-F1A-H50 |  |  | 10121 | P10-EQP-BLOCK.dxf | 0.99 | 활성 | 46160.3769 |  | pipings
P-10142-25A-F2A-n |  |  | 10142 | P10-EQP-BLOCK.dxf | 0.99 | 활성 | 46160.3769 |  | pipings
P-10311-125A-F1A-n |  |  | 10311 | P10-EQP-BLOCK.dxf | 0.99 | 활성 | 46160.3769 |  | pipings
P-10102-25A-F1A-n |  |  | 10102 | P10-EQP-BLOCK.dxf | 0.99 | 활성 | 46160.3769 |  | pipings
P-10101-25A-F1A-n |  |  | 10101 | P10-EQP-BLOCK.dxf | 0.99 | 활성 | 46160.3769 |  | pipings
VG-10443-25A-F1A-n |  |  | 10443 | P10-EQP-BLOCK.dxf | 0.99 | 활성 | 46160.3769 |  | pipings
SAM-10954-10A-F2A-n |  |  | 10954 | P10-EQP-BLOCK.dxf | 0.99 | 활성 | 46160.3769 |  | pipings
P-10124-20A-F1A-n |  |  | 10124 | P10-EQP-BLOCK.dxf | 0.99 | 활성 | 46160.3769 |  | pipings
P-10126-20A-F1A-n |  |  | 10126 | P10-EQP-BLOCK.dxf | 0.99 | 활성 | 46160.3769 |  | pipings
P-10123-20A-F1A-n |  |  | 10123 | P10-EQP-BLOCK.dxf | 0.99 | 활성 | 46160.3769 |  | pipings
P-10125-20A-F1A-n |  |  | 10125 | P10-EQP-BLOCK.dxf | 0.99 | 활성 | 46160.3769 |  | pipings
CWS-10616-25A-F1A-n |  |  | 10616 | P10-EQP-BLOCK.dxf | 0.99 | 활성 | 46160.3769 |  | pipings
CWR-10626-25A-F1A-n |  |  | 10626 | P10-EQP-BLOCK.dxf | 0.99 | 활성 | 46160.3769 |  | pipings
P-10122-20A-F1A-n |  |  | 10122 | P10-EQP-BLOCK.dxf | 0.99 | 활성 | 46160.3769 |  | pipings |  | P-10122-25A-F1A-N
P-10107-40A-F1A-n |  |  | 10107 | P10-EQP-BLOCK.dxf | 0.99 | 활성 | 46160.3769 |  | pipings
P-10137-25A-F1A-n |  |  | 10137 | P10-EQP-BLOCK.dxf | 0.99 | 활성 | 46160.3769 |  | pipings
P-10130-25A-F2A-n |  |  | 10130 | P10-EQP-BLOCK.dxf | 0.99 | 활성 | 46160.3769 |  | pipings
P-10120-25A-F1A-H50 |  |  | 10120 | P10-EQP-BLOCK.dxf | 0.99 | 활성 | 46160.3769 |  | pipings
VG-10421-50A-F1A-n |  |  | 10421 | P10-EQP-BLOCK.dxf | 0.99 | 활성 | 46160.3769 |  | pipings
P-10149-40A-F1A-n |  |  | 10149 | P10-EQP-BLOCK.dxf | 0.99 | 활성 | 46160.3769 |  | pipings
P-10148-25A-F1A-n |  |  | 10148 | P10-EQP-BLOCK.dxf | 0.99 | 활성 | 46160.3769 |  | pipings
P-10147-25A-F1A-n |  |  | 10147 | P10-EQP-BLOCK.dxf | 0.99 | 활성 | 46160.3769 |  | pipings
P-10140-40A-F2A-n |  |  | 10140 | P10-EQP-BLOCK.dxf | 0.99 | 활성 | 46160.3769 |  | pipings
P-10110-40A-F1A-n |  |  | 10110 | P10-EQP-BLOCK.dxf | 0.99 | 활성 | 46160.3769 |  | pipings
P-10111-25A-F1A-n |  |  | 10111 | P10-EQP-BLOCK.dxf | 0.99 | 활성 | 46160.3769 |  | pipings
P-10109-40A-F1A-n |  |  | 10109 | P10-EQP-BLOCK.dxf | 0.99 | 활성 | 46160.3769 |  | pipings
P-10106-25A-F1A-n |  |  | 10106 | P10-EQP-BLOCK.dxf | 0.99 | 활성 | 46160.3769 |  | pipings
ST-10511-100A-S1A-H50 |  |  | 10511 | P10-EQP-BLOCK.dxf | 0.99 | 활성 | 46160.3769 |  | pipings
VG-10440-300A-F1A-N |  |  | 10440 | P10-EQP-BLOCK.dxf | 0.99 | 활성 | 46160.3769 |  | pipings
P-10312-100A-F1A-n |  |  | 10312 | P10-EQP-BLOCK.dxf | 0.99 | 활성 | 46160.3769 |  | pipings
P-10135-25A-F2A-n |  |  | 10135 | P10-EQP-BLOCK.dxf | 0.99 | 활성 | 46160.3769 |  | pipings
VG-10422-50A-F1A-n |  |  | 10422 | P10-EQP-BLOCK.dxf | 0.99 | 활성 | 46160.3769 |  | pipings
P-10103-25A-F1A-n |  |  | 10103 | P10-EQP-BLOCK.dxf | 0.99 | 활성 | 46160.3769 |  | pipings
P-10113-25A-F1A-H50 |  |  | 10113 | P10-EQP-BLOCK.dxf | 0.99 | 활성 | 46160.3769 |  | pipings
P-10119-32A-F1A-H50 |  |  | 10119 | P10-EQP-BLOCK.dxf | 0.99 | 활성 | 46160.3769 |  | pipings
P-10115-200A-F2A-H50 |  |  | 10115 | P10-EQP-BLOCK.dxf | 0.99 | 활성 | 46160.3769 |  | pipings
P-10117-300A-F2A-H50 |  |  | 10117 | P10-EQP-BLOCK.dxf | 0.99 | 활성 | 46160.3769 |  | pipings |  |  | P-10117-500A-F2A-H50
CWS-10611-80A-S2A-n |  |  | 10611 | P10-EQP-BLOCK.dxf | 0.99 | 활성 | 46160.3769 |  | pipings
CWR-10621-80A-S2A-n |  |  | 10621 | P10-EQP-BLOCK.dxf | 0.99 | 활성 | 46160.3769 |  | pipings
CWR-10622-200A-S2A-n |  |  | 10622 | P10-EQP-BLOCK.dxf | 0.99 | 활성 | 46160.3769 |  | pipings
CWS-10612-200A-S2A-n |  |  | 10612 | P10-EQP-BLOCK.dxf | 0.99 | 활성 | 46160.3769 |  | pipings
VG-10441-200A-F1A-n |  |  | 10441 | P10-EQP-BLOCK.dxf | 0.99 | 활성 | 46160.3769 |  | pipings
P-10144-25A-F1A-n |  |  | 10144 | P10-EQP-BLOCK.dxf | 0.99 | 활성 | 46160.3769 |  | pipings
P-10139-600A-F2A-n |  |  | 10139 | P10-EQP-BLOCK.dxf | 0.99 | 활성 | 46160.3769 |  | pipings
P-10128-50A-F2A-n |  |  | 10128 | P10-EQP-BLOCK.dxf | 0.99 | 활성 | 46160.3769 |  | pipings
P-10127-65A-F2A-n |  |  | 10127 | P10-EQP-BLOCK.dxf | 0.99 | 활성 | 46160.3769 |  | pipings
P-10143-32A-F2A-n |  |  | 10143 | P10-EQP-BLOCK.dxf | 0.99 | 활성 | 46160.3769 |  | pipings
P-10138-600A-F2A-H100 |  |  | 10138 | P10-EQP-BLOCK.dxf | 0.99 | 활성 | 46160.3769 |  | pipings
SW-10808-25A-F1A-E50 |  |  | 10808 | P10-EQP-BLOCK.dxf | 0.99 | 활성 | 46160.3769 |  | pipings
SW-10809-15A-F1A-E50 |  |  | 10809 | P10-EQP-BLOCK.dxf | 0.99 | 활성 | 46160.3769 |  | pipings
SW-10807-25A-F1A-E50 |  |  | 10807 | P10-EQP-BLOCK.dxf | 0.99 | 활성 | 46160.3769 |  | pipings
SW-10806-25A-F1A-E50 |  |  | 10806 | P10-EQP-BLOCK.dxf | 0.99 | 활성 | 46160.3769 |  | pipings
SW-10804-25A-F1A-E50 |  |  | 10804 | P10-EQP-BLOCK.dxf | 0.99 | 활성 | 46160.3769 |  | pipings
SW-10802-25A-F1A-E50 |  |  | 10802 | P10-EQP-BLOCK.dxf | 0.99 | 활성 | 46160.3769 |  | pipings
SW-10801-50A-F1A-E50 |  |  | 10801 | P10-EQP-BLOCK.dxf | 0.99 | 활성 | 46160.3769 |  | pipings
CHS-10632-50A-F1A-C50 |  |  | 10632 | P10-EQP-BLOCK.dxf | 0.99 | 활성 | 46160.3769 |  | pipings
CHR-10642-50A-F1A-C50 |  |  | 10642 | P10-EQP-BLOCK.dxf | 0.99 | 활성 | 46160.3769 |  | pipings
CHS-10631-65A-F1A-C50 |  |  | 10631 | P10-EQP-BLOCK.dxf | 0.99 | 활성 | 46160.3769 |  | pipings
CHR-10641-65A-F1A-C50 |  |  | 10641 | P10-EQP-BLOCK.dxf | 0.99 | 활성 | 46160.3769 |  | pipings
CHR-6644-25A-F-C50 |  |  | 6644 | P10-EQP-BLOCK.dxf | 0.99 | 활성 | 46160.3769 |  | pipings
CHS-6634-25A-F-C50 |  |  | 6634 | P10-EQP-BLOCK.dxf | 0.99 | 활성 | 46160.3769 |  | pipings
CHR-6643-50A-F-C50 |  |  | 6643 | P10-EQP-BLOCK.dxf | 0.99 | 활성 | 46160.3769 |  | pipings
CHS-6633-50A-F-C50 |  |  | 6633 | P10-EQP-BLOCK.dxf | 0.99 | 활성 | 46160.3769 |  | pipings
CHR-6642-25A-F-C50 |  |  | 6642 | P10-EQP-BLOCK.dxf | 0.99 | 활성 | 46160.3769 |  | pipings
CHS-6632-25A-F-C50 |  |  | 6632 | P10-EQP-BLOCK.dxf | 0.99 | 활성 | 46160.3769 |  | pipings
CHR-6641-50A-F-C50 |  |  | 6641 | P10-EQP-BLOCK.dxf | 0.99 | 활성 | 46160.3769 |  | pipings
CHS-6631-50A-F-C50 |  |  | 6631 | P10-EQP-BLOCK.dxf | 0.99 | 활성 | 46160.3769 |  | pipings
CHR-6640-100A-F-C50 |  |  | 6640 | P10-EQP-BLOCK.dxf | 0.99 | 활성 | 46160.3769 |  | pipings
CHS-6630-100A-F-C50 |  |  | 6630 | P10-EQP-BLOCK.dxf | 0.99 | 활성 | 46160.3769 |  | pipings
CHS-9633-32A-F-C50 |  |  | 9633 | P10-EQP-BLOCK.dxf | 0.99 | 활성 | 46160.3769 |  | pipings
CHR-9643-32A-F-C50 |  |  | 9643 | P10-EQP-BLOCK.dxf | 0.99 | 활성 | 46160.3769 |  | pipings
CHR-9640-100A-F-C50 |  |  | 9640 | P10-EQP-BLOCK.dxf | 0.99 | 활성 | 46160.3769 |  | pipings
CHS-9630-100A-F-C50 |  |  | 9630 | P10-EQP-BLOCK.dxf | 0.99 | 활성 | 46160.3769 |  | pipings
CHS-9632-100A-F-C50 |  |  | 9632 | P10-EQP-BLOCK.dxf | 0.99 | 활성 | 46160.3769 |  | pipings
CHR-9642-100A-F-C50 |  |  | 9642 | P10-EQP-BLOCK.dxf | 0.99 | 활성 | 46160.3769 |  | pipings
CHS-9631-50A-F-C50 |  |  | 9631 | P10-EQP-BLOCK.dxf | 0.99 | 활성 | 46160.3769 |  | pipings
CHR-9641-50A-F-C50 |  |  | 9641 | P10-EQP-BLOCK.dxf | 0.99 | 활성 | 46160.3769 |  | pipings
SW-10805-25A-F1A-E50 |  |  | 10805 | P10-EQP-BLOCK.dxf | 0.99 | 활성 | 46160.3769 |  | pipings
SW-10810-25A-F1A-E50 |  |  | 10810 | P10-EQP-BLOCK.dxf | 0.99 | 활성 | 46160.3769 |  | pipings

## Unmatched
태그번호 | 장비명 | 장비타입 | 라인번호 | 도면번호 | 신뢰도 | 상태 | 추출일시 | Experion 태그 | 카테고리 | Role | From | To | 태그분류
FC-9201 |  | FC |  | p9-p&id-20.03.19.dxf | 0.95 | 활성 | 46160.3772
HS-9101 |  | HS |  | p9-p&id-20.03.19.dxf | 0.95 | 활성 | 46160.3772
UFD-9006 |  | UFD |  | p9-p&id-20.03.19.dxf | 0.5 | 활성 | 46160.3772
UF-9001 |  | UF |  | p9-p&id-20.03.19.dxf | 0.5 | 활성 | 46160.3772
UFD-9004 |  | UFD |  | p9-p&id-20.03.19.dxf | 0.5 | 활성 | 46160.3772
UFD-9002 |  | UFD |  | p9-p&id-20.03.19.dxf | 0.5 | 활성 | 46160.3772
UFD-9003 |  | UFD |  | p9-p&id-20.03.19.dxf | 0.5 | 활성 | 46160.3772
UFD-9001 |  | UFD |  | p9-p&id-20.03.19.dxf | 0.5 | 활성 | 46160.3772
HS-10211 |  | HS |  | P10-EQP-BLOCK.dxf | 0.95 | 활성 | 46160.3769
HS-10111 |  | HS |  | P10-EQP-BLOCK.dxf | 0.95 | 활성 | 46160.3769
KF-10901B |  | KF |  | P10-EQP-BLOCK.dxf | 0.5 | 활성 | 46160.3769
KD-10901 |  | KD |  | P10-EQP-BLOCK.dxf | 0.5 | 활성 | 46160.3769
KF-10901A |  | KF |  | P10-EQP-BLOCK.dxf | 0.5 | 활성 | 46160.3769
KA-10901 |  | KA |  | P10-EQP-BLOCK.dxf | 0.5 | 활성 | 46160.3769
UFD-9005 |  | UFD |  | P10-EQP-BLOCK.dxf | 0.5 | 활성 | 46160.3769
NBD-10100 |  |  | 10100 | P10-EQP-BLOCK.dxf | 0.95 | 활성 | 46160.3769
NBD-10101 |  |  | 10101 | P10-EQP-BLOCK.dxf | 0.95 | 활성 | 46160.3769
NBD-10221 |  |  | 10221 | P10-EQP-BLOCK.dxf | 0.95 | 활성 | 46160.3769
NBD-10201 |  |  | 10201 | P10-EQP-BLOCK.dxf | 0.95 | 활성 | 46160.3769
NBD-10200 |  |  | 10200 | P10-EQP-BLOCK.dxf | 0.95 | 활성 | 46160.3769